## Master list
P.Sl.No | Items Status | IMTE | Description | RANGE | Items Sl.No / Model | Item Make | Least Count | Item Type | PART NO | Part Name | Item Location | Moudle | Calibration Source | CALIB. FREQUENCY in month | Last Cal. Date | Next Cal. Date | Calibration Status | Remarks | Gauge Issue Date | Gauges Received By | Gaues Issued By | Customer | Sector | Criticality Level | Calibration Procedure& Ref Std | Service Provider | Traceable | Cert. No.
1 | Active | PG649/02 | PLUG GAUGE | 34.800/35.000 | * | * | NA | attribute | OP989 | OP989 | AL ASSEMBLY | M&M Plant | Inhouse-Gauges | 6 MONTH | 2026-01-18 | 2026-07-18 | OK |  |  | Pavi | Pavi | M&M | Automotive
2 | Active | CCG014/01 | CONCENTRICITY GAUGE | 20.830/18.010 | * | * | NA | attribute | OP989 | OP989 | AL ASSEMBLY | M&M Plant | Inhouse-Gauges | 2 MONTH | 2026-03-07 | 2026-05-07 | OVER DUE |  |  | Manivannan.C | Pavi | M&M | Automotive
3 | Active | PG658/01 | PLUG GAUGE | 20.800/20.852 | * | * | NA | attribute | OP989 | OP989 | M&M | M&M Plant | Inhouse-Gauges | 6 MONTH | 2026-01-09 | 2026-07-09 | OK |  |  | Manivannan.C | Pavi | M&M FARM | Non Automotive
4 | Active | PG589/02 | PLUG GAUGE | 19.900/20.100 | * | * | NA | attribute | OP989 | OP989 | AL ASSEMBLY | M&M Plant | Inhouse-Gauges | 6 MONTH | 2026-01-18 | 2026-07-18 | OK |  |  | Manivannan.C | Pavi | M&M | Automotive
5 | Active | PG705/01 | PLUG GAUGE | 41.500/41.700 | * | * | NA | attribute | OP989 | OP989 | AL ASSEMBLY | M&M Plant | Inhouse-Gauges | 6 MONTH | 2026-01-18 | 2026-07-18 | OK |  |  | Pavi | Pavi | M&M | Automotive
6 | Active | PG824/02 | PLUG GAUGE | 32.100/31.900 | * | * | NA | attribute | OP989 | OP989 | AL ASSEMBLY | M&M Plant | Inhouse-Gauges | 6 MONTH | 2026-01-18 | 2026-07-18 | OK |  |  | Pavi | Pavi | M&M | Automotive
7 | Active | SPG952/01 | SPECIAL GAUGE | SUMP FACE HEIGHT | * | * | NA | attribute | OP989 | OP989 | AL ASSEMBLY | M&M Plant | Inhouse-Gauges | 6 MONTH | 2026-01-01 | 2026-07-01 | OK |  |  | Pavi | Pavi | M&M | Automotive
8 | Active | CCG059/01 | CONCENTRICITY GAUGE | 52.000/61.928 | * | * | NA | attribute | OP772 | OP772 | M&M M/C SHOP | M&M Plant | Inhouse-Gauges | 6 MONTH | 2026-01-28 | 2026-07-28 | OK |  |  | Pavi | Pavi | M&M | Automotive
9 | Active | DI828 | DIAL INDICATOR | 0.010 ~10.000 mm | 0.01MM | MITYTOYO |  | ANALOG | OP989 | M&M | ASSY | M&M Plant | Inhouse-Instruments | 6 MONTH | 2026-01-04 | 2026-07-04 | OK |  | 2025-07-04 | Pavi | Pavi | M&M Plant | Automotive
10 | Active | DI829 | DIAL INDICATOR | 0.010 ~10.000 mm | 0.01MM | MITYTOYO |  | ANALOG | OP898 | OP989 | ASSY | M&M Plant | Inhouse-Instruments | 6 MONTH | 2026-01-22 | 2026-07-22 | OK |  | 2026-07-22 | Pavi | Pavi | M&M Plant | Automotive
11 | Active | PG824/04 | PLUG GAUGE | 32.250/32.300 | * | * | NA | attribute | OP989 | OP989 | M&M | M&M Plant | Inhouse-Gauges | 2 MONTH | 2026-05-04 | 2026-07-04 | OK |  | 2026-01-04 | Pavi | Pavi | M&M | Automotive
12 | Active | PG902/01 | PLUG GAUGE | 6.270/6.310 | * | * | NA | ATTRIBUTE | OP989 | OP989 | ASSY | MSIL Plant | Inhouse-Gauges | 1 MONTH | 2026-05-15 | 2026-06-15 | OK |  | 2026-03-15 | Pavi | Gowri | Force Motor | Automotive
13 | Active | DG145/1 | DEPTH GAUGE | 5.800/5.700 | * | * | NA | attribute | OP887 | OP887 | M&M | M&M Plant | Inhouse-Gauges | 2 MONTH | 2026-03-22 | 2026-05-22 | DUE SOON |  | 2025-12-22 | Pavi | Pavi | M&M | Automotive
14 | Active | PG468/1 | PLUG GAUGE | 80.900/81.100 | * | * | NA | attribute | WP949 | WP949 | M&M | M&M Plant | Inhouse-Gauges | 6 MONTH | 2026-01-13 | 2026-07-13 | OK |  | 2023-07-13 | PAVI | Pavi | M&M FARM | Automotive
15 | Active | SPG133/03 | SPECIAL GAUGE | FLATNESS | * | * | NA | attribute | WPA586M | WPA586M | MSIL WP ASSY | MSIL Plant | Inhouse-Gauges | 6 MONTH | 2025-12-09 | 2026-06-09 | OK |  |  | Pavi | Gowri | MSIL | Automotive
16 | Active | SPG969/03 | SPECIAL GAUGE | TOP BLOCK 22 | * | * | NA | attribute | OP887 | OP887 | M&M | M&M Plant | Inhouse-Gauges | 6 MONTH | 2026-04-12 | 2026-10-12 | OK |  |  | Pavi | Pavi | M&M | Automotive
17 | Active | SPG961/01 | SPECIAL GAUGE | PROFILE GUAGE | * | * | NA | attribute | OP887 | OP887 | M&M | M&M Plant | Inhouse-Gauges | 6 MONTH | 2025-10-25 | 2026-04-25 | OVER DUE |  |  | Pavi | Pavi | M&M | Automotive
18 | Active | SPG985/02 | SPECIAL GAUGE | PROFILE GUAGE | * | * | NA | attribute | OP887 | OP887 | CI ASSY-01 | M&M Plant | Inhouse-Gauges | 6 MONTH | 2026-04-01 | 2026-10-01 | OK |  |  | Pavi | Pavi | M&M | Automotive
19 | Active | SPG985/01 | SPECIAL GAUGE | Position gauge | * | * | NA | attribute | OP887 | OP887 | CI ASSY-01 | M&M Plant | Inhouse-Gauges | 6 MONTH | 2026-04-01 | 2026-10-01 | OK |  |  | Pavi | Pavi | M&M | Automotive
20 | Active | SM969/04 | SETTING MASTER | 22 | * | * | NA | attribute | OP887 | OP887 | ASSY | M&M Plant | Inhouse-Gauges | 6 MONTH | 2025-10-12 | 2026-04-12 | OVER DUE |  |  | Pavi | Pavi | M&M | Automotive
21 | Active | SM985/02 | SETTING MASTER | DEPTH MASTER |  | RBC |  |  | OP887 | OP887 | CI ASSY-01 | M&M Plant | Inhouse-Gauges | 6 MONTH | 2026-04-01 | 2026-10-01 | OK |  |  | Pavi | Pavi | M&M | Automotive
22 | Active | SM139/2 | SETTING MASTER | 59.8 | * | * | NA | attribute | OP887 | OP887 | M&M | M&M Plant | Inhouse-Gauges | 6 MONTH | 2025-11-25 | 2026-05-25 | OK |  |  | Pavi | Pavi | M&M | Automotive
23 | Active | DI636 | DIAL INDICATOR | 0.010 ~10.000 mm | 0.01MM | MITUTOYO |  | ANALOG | OP887 | OP887 | ASSY-01 | M&M Plant | Inhouse-Instruments | 6 MONTH | 2025-12-18 | 2026-06-18 | OK |  | 2024-06-18 | Pavi | Pavi | M&M | Automotive
24 | Active | PG670/5 | PLUG GAUGE | 22.300/22.500 | * | * | NA | attribute | OP772 | OP772 | AL ASSEMBLY | M&M Plant | Inhouse-Gauges | 6 MONTH | 2026-03-06 | 2026-09-06 | OK |  | 2026-03-06 | Pavi | Pavi | M&M | Automotive
25 | Active | DI647 | DIAL INDICATOR | 0.010 ~10.000 mm | 0.01MM/WWW604 | MITUTOYO |  | ANALOG | WPA938M1 | WPA938M1 | ASSY LINE I | M&M Plant | Inhouse-Instruments | 6 MONTH | 2026-01-10 | 2026-07-10 | OK |  | 2023-07-10 | Pavi | Pavi | M&M | Automotive
26 | Service | DI648 | DIAL INDICATOR | 0.010~0.500mm | 0.01MM/ZTA76 1 | MITUTOYO |  | ANALOG | WPA1026 | WP1026 | ASSY-01 | M&M Plant | Inhouse-Instruments | 6 MONTH | 2026-02-20 | 2026-08-20 | OK |  | 2022-05-20 | Pavi | Pavi | M&M | Automotive
27 | Active | CCG059/02 | CONCENTRICITY GAUGE | * | * | * | NA | attribute | OP772/890 | OP772/890 | AL ASSEMBLY | M&M Plant | Inhouse-Gauges | 3 MONTH | 2026-02-22 | 2026-05-22 | DUE SOON |  |  | Pavi | Pavi | M&M | Automotive
28 | Active | SNG380/2 | SNAP GAUGE | 35.300/34.700 | * | * | NA | attribute | OP772 | OP772 | AL ASSEMBLY | M&M Plant | Inhouse-Gauges | 6 MONTH | 2025-12-03 | 2026-06-03 | OK |  | 2019-06-03 | Pavi | Pavi | M&M | Automotive
29 | Active | PG614/22 | PLUG GAUGE | 8.376/8.676 | * | * | NA | attribute | OP772 | OP772 | M&M ASSY | M&M Plant | Inhouse-Gauges | 6 MONTH | 2026-02-28 | 2026-08-28 | OK |  |  | Pavi | Pavi | M&M | Automotive
30 | Active | PG614/07 | PLUG GAUGE | 8.376/8.676 | * | * | NA | attribute | OP772/890 | OP772/890 | AL ASSEMBLY | M&M Plant | Inhouse-Gauges | 6 MONTH | 2025-11-25 | 2026-05-25 | OK |  | 2024-05-25 | Pavi | Pavi | M&M | Automotive
31 | Active | PG613/15 | PLUG GAUGE | 6.647/6.912 | * | * | NA | attribute | OP772 | OP772 | M&M ASSY | M&M Plant | Inhouse-Gauges | 6 MONTH | 2026-02-07 | 2026-08-07 | OK |  |  | Pavi | Pavi | M&M | Automotive
32 | Active | PG670/06 | PLUG GAUGE | 22.300/22.500 | * | * | NA | attribute | OP772 | OP772 | AL ASSEMBLY | M&M Plant | Inhouse-Gauges | 6 MONTH | 2026-03-06 | 2026-09-06 | OK |  | 2024-09-06 | Pavi | Pavi | M&M | Automotive
33 | Active | PG898/02 | PLUG GAUGE | 48.500/48.700 | * | * | NA | attribute | OP772 | OP772 | M&M ASSY | M&M Plant | Inhouse-Gauges | 6 MONTH | 2026-02-03 | 2026-08-03 | OK |  | 2026-02-03 | Pavi | Pavi | M&M | Automotive
34 | Active | DI672 | DIAL INDICATOR | 0.001~1.000 mm | 0.001MM | MITUTOYO |  | ANALOG | OP772 | OP772 | ASSY | M&M Plant | Inhouse-Instruments | 3 MONTH | 2026-04-25 | 2026-07-25 | OK |  | 2025-07-25 | Pavi | Pavi | M&M | Automotive
35 | Active | SPG655/01 | SPECIAL GAUGE | TOP BLOCK ROTOR DEPTH | * | * | NA | attribute | OP772 | OP772 | ASSY | M&M Plant | Inhouse-Gauges | 6 MONTH | 2026-01-01 | 2026-07-01 | OK |  |  | Pavi | Pavi | M&M | Automotive
36 | Active | SM0052/03 | SETTING MASTER | 16.03 | * | * | NA | attribute | OP772 | OP772 | M/C SHOP | M&M Plant | Inhouse-Gauges | 6 MONTH | 2026-01-29 | 2026-07-29 | OK |  |  | Pavi | Pavi | M&M | Automotive
37 | Active | DI593 | DIAL INDICATOR | 0.010-10.000MM | 0.001MM | MITUTOYO |  |  | OP887 | OP887 | M/C SHOP | M&M Plant | Inhouse-Instruments | 3 MONTH | 2026-02-12 | 2026-05-12 | OVER DUE |  | 2022-11-12 | Pavi | Pavi | M&M | Automotive
38 | Active | SPG969/01 | SPECIAL GAUGE | TOP BLOCK 22 | * | * | NA | attribute | OP887 | OP887 | M&M M/C SHOP | M&M Plant | Inhouse-Gauges | 6 MONTH | 2026-04-12 | 2026-10-12 | OK |  |  | Pavi | Pavi | M&M | Automotive
39 | Active | SM969/15 | SETTING MASTER | 22 | * | * | NA | attribute | OP887 | OP887 | M&M M/C SHOP | M&M Plant | Inhouse-Gauges | 6 MONTH | 2025-10-12 | 2026-04-12 | OVER DUE |  |  | Pavi | Pavi | M&M | Automotive
40 | Active | DI697 | DIAL INDICATOR | 0.001~1.000 mm | 0.001MM | MITUTOYO |  | ANALOG | OP887 | OP887 | M/C SHOP | M&M Plant | Inhouse-Instruments | 3 MONTH | 2026-05-19 | 2026-08-19 | OK |  | 2022-11-19 |  | Pavi | M&M | Automotive
41 | Active | SM143/A | SETTING MASTER | Top Block |  |  |  |  | OP887 | OP887 | CI M/C SHOP | M&M Plant | Inhouse-Gauges | 6 MONTH | 2025-12-30 | 2026-06-30 | OK |  |  | Pavi | Pavi | M&M | Automotive
42 | Active | SM143/B | SETTING MASTER | 26.415 |  |  |  |  | OP887 | OP887 | CI M/C SHOP | M&M Plant | Inhouse-Gauges | 6 MONTH | 2025-12-30 | 2026-06-30 | OK |  |  | Pavi | Pavi | M&M | Automotive
43 | Active | SLG048/2 | SLIP GAUGE | 2.700/2.900 | * | * | NA | attribute | OP887 | OP887 | M&M | M&M Plant | Inhouse-Gauges | 6 MONTH | 2026-01-12 | 2026-07-12 | OK |  | 2022-01-12 | Pavi | Pavi | M&M | Automotive
44 | Active | SPG140/01 | SPECIAL GAUGE | 6.000/6.003 | * | * | NA | attribute | OP887 | OP887 | CI M/C SHOP | M&M Plant | Inhouse-Gauges | 6 MONTH | 2025-12-30 | 2026-06-30 | OK |  |  | Pavi | Pavi | M&M | Automotive
45 | Active | SM140/01 | SETTING MASTER | 6.000/6.003 | * | * | NA | attribute | OP887 | OP887 | CI M/C SHOP | M&M Plant | Inhouse-Gauges | 6 MONTH | 2025-12-30 | 2026-06-30 | OK |  |  | Pavi | Pavi | M&M | Automotive
46 | Active | DI788/02 | DIAL INDICATOR | 0.001~1.000 mm | 0.001MM | MITUTOYO |  | ANALOG | OP887 | OP887 | M/C SHOP | M&M Plant | Inhouse-Instruments | 3 MONTH | 2026-03-24 | 2026-06-24 | OK |  | 2024-11-24 | PAVI | Pavi | M&M | Automotive
47 | Active | DG422/1 | DEPTH GAUGE | 2.650/2.850 | * | * | NA | attribute | OP887 | OP887 | CI M/C SHOP | M&M Plant | Inhouse-Gauges | 6 MONTH | 2025-12-30 | 2026-06-30 | OK |  |  | Pavi | Pavi | M&M | Automotive
48 | Active | SNG366/3 | SNAP GAUGE | 78.000/79.000 | * | * | NA | attribute | OP887 | OP887 | CI M/C SHOP | M&M Plant | Inhouse-Gauges | 6 MONTH | 2025-12-30 | 2026-06-30 | OK |  |  | Pavi | Pavi | M&M | Automotive
49 | Active | DG637/02 | DEPTH GAUGE | 14.500/14.900 | * | * | NA | attribute | WPA977 | WPA977 | M/C SHOP | M&M Plant | Inhouse-Gauges | 6 MONTH | 2026-02-21 | 2026-08-21 | OK |  | 2024-02-21 | Pavi | Pavi | M&M | Automotive
50 | Active | DG203/01 | DEPTH GAUGE | 34.900/34.700 | * | * | NA | attribute | WPA977 | WP977 | M&M | M&M Plant | Inhouse-Gauges | 6 MONTH | 2026-01-26 | 2026-07-26 | OK |  | 2023-01-26 | Pavi | Pavi | M&M | Automotive
51 | Active | PG521/01 | PLUG GAUGE | 22.975/23.000 | * | * | NA | attribute | WPA977 | WPA977 | CI M/C SHOP | M&M Plant | Inhouse-Gauges | 2 MONTH | 2026-05-11 | 2026-07-11 | OK |  | 2026-03-11 | Pavi | Pavi | M&M | Automotive
52 | Active | PG230/01 | PLUG GAUGE | 18.500/18.560 | * | * | NA | ATTRIBUTE | OP1023 | OP1023 | M&M | M&M Plant | Inhouse-Gauges | 1 MONTH | 2026-05-03 | 2026-06-03 | OK |  | 2025-07-03 | Pavi | Pavi | Kohler | Automotive
53 | Active | PG645/42 | PLUG GAUGE | 18.376/18.676 | * | * | NA | attribute | OP1023 | OP1023 | ASSY | M&M Plant | Inhouse-Gauges | 6 MONTH | 2026-02-04 | 2026-08-04 | OK |  | 2023-08-04 | Pavi | Pavi | M&M | Automotive
54 | Active | PG669/02 | PLUG GAUGE | 4.917/5.153 | * | * | NA | attribute | OP1023 | OP1023 | ASSY | M&M Plant | Inhouse-Gauges | 6 MONTH | 2026-02-16 | 2026-08-16 | OK |  |  | Pavi | Pavi | Kohler | Automotive
55 | Active | PG668/77 | PLUG GAUGE | 4.917/5.153 | * | * | NA | attribute | WP1026 | M&M M/C | M&M | M&M Plant | Inhouse-Gauges | 6 MONTH | 2026-05-13 | 2026-11-13 | OK |  | 2022-05-13 | Pavi | Pavi | M&M | Automotive
56 | Active | PG686/08 | PLUG GAUGE | 2.900/3.100 | * | * | NA | attribute | OP772 | OP772 | ASSY | M&M Plant | Inhouse-Gauges | 6 MONTH | 2026-02-23 | 2026-08-23 | OK |  | 2026-02-23 | Pavi | Pavi | M&M | Automotive
57 | Active | PG613/56 | PLUG GAUGE | 6.647/6.912 | * | * | NA | attribute | OP772 | OP772 | ASSY | M&M Plant | Inhouse-Gauges | 6 MONTH | 2026-02-04 | 2026-08-04 | OK |  | 2023-08-04 | Pavi | Pavi | M&M | Automotive
58 | Active | PG230/03 | PLUG GAUGE | 18.500/18.450 | * | * | NA | ATTRIBUTE | OP1023 | OP1023 | M&M M/C | M&M Plant | Inhouse-Gauges | 1 MONTH | 2026-04-16 | 2026-05-16 | DUE SOON |  |  | Pavi | Pavi | Kohler | Automotive
59 | Active | PG600/05 | PLUG GAUGE | 8.800/9.200 | * | * | NA | attribute | OP772 | OP772 | M&M | M&M Plant | Inhouse-Gauges | 6 MONTH | 2026-02-07 | 2026-08-07 | OK |  |  | Pavi | Pavi | M&M | Automotive
60 | Active | TPG006/171 | THREAD PLUG GAUGE | M8X1.25-6H | * | * | NA | attribute | WPA971 | WPA971 | M&M | M&M Plant | Inhouse-Gauges | 2 MONTH | 2026-05-07 | 2026-07-07 | OK |  |  | Pavi | Pavi | M&M | Automotive
61 | Active | SNG192/01 | SNAP GAUGE | 33.975/33.950 | * | * | NA | attribute | WPA1026 | WPA1026 | M&M AL ASSY-01 | MSIL Plant | Inhouse-Gauges | 6 MONTH | 2025-12-20 | 2026-06-20 | OK |  | 2025-12-20 | Pavi | Gowri | MSIL | Automotive
62 | Active | SPG1044/01 | SPECIAL GAUGE | PCD GAUGE D 46.00 | * | * | NA | attribute | WPA899 | WPA899 | M&M | M&M Plant | Inhouse-Gauges | 6 MONTH | 2025-10-23 | 2026-04-23 | OVER DUE |  |  | Pavi | Pavi | M&M | Automotive
63 | Active | SPG1037/01 | SPECIAL GAUGE | HUB PCD 60.00 | * | * | NA | attribute | WPA1026 | WP1026 | M&M | M&M Plant | Inhouse-Gauges | 6 MONTH | 2025-10-22 | 2026-04-22 | OVER DUE |  |  | PAVI | Pavi | M&M | Automotive
64 | Active | HGM176/01 | HEIGHT GAUGE MASTER | 128.2 | * | * | NA | attribute | WPA1026 | WP1026 | ASSY | M&M Plant | Inhouse-Gauges | 6 MONTH | 2025-11-09 | 2026-05-09 | OVER DUE |  |  | PAVI | Pavi | M&M | Automotive
65 | Active | HGM177/01 | HEIGHT GAUGE MASTER | 142.7 | * | * | NA | attribute | WPA1026 | WP1026 | CAST IRON ASSY | M&M Plant | Inhouse-Gauges | 6 MONTH | 2026-02-21 | 2026-08-21 | OK |  |  | PAVI | Pavi | M&M | Automotive
66 | Active | HG177/01 | HEIGHT GAUGE |  | * | * | NA | attribute | WPA1026 | WP1026 | ASSY | M&M Plant | Inhouse-Gauges | 6 MONTH | 2025-11-09 | 2026-05-09 | OVER DUE |  |  | PAVI | Pavi | M&M | Automotive
67 | Active | DG674/01 | DEPTH GAUGE | 25.900/26.100 | * | * | NA | attribute | OP772 | OP772 | M&M M/C SHOP | M&M Plant | Inhouse-Gauges | 6 MONTH | 2026-02-09 | 2026-08-09 | OK |  |  | PAVI | Pavi | M&M | Automotive
68 | Active | DG518/01 | DEPTH GAUGE | 49.850/50.150 | * | * | NA | attribute | OP772 | OP772 | M&M M/C SHOP | M&M Plant | Inhouse-Gauges | 6 MONTH | 2026-02-28 | 2026-08-28 | OK |  | 2026-02-28 | PAVI | Pavi | M&M | Automotive
69 | Active | PG0352/01 | PLUG GAUGE | 13.980/14.030 | * | * | NA | ATTRIBUTE | OP772 | OP772 | M&M AL M/C SHOP | M&M Plant | Inhouse-Gauges | 1 MONTH | 2026-05-12 | 2026-06-12 | OK |  | 2026-01-12 | PAVI | Pavi | M&M | Automotive
70 | Active | PG670/2 | PLUG GAUGE | 22.300/22.500 | * | * | NA | attribute | OP772/890 | OP772/890 | AL ASSEMBLY | M&M Plant | Inhouse-Gauges | 6 MONTH | 2025-11-01 | 2026-05-01 | OVER DUE |  |  | PAVI | Pavi | M&M | Automotive
71 | Active | PG722/05 | PLUG GAUGE | 9.250/9.350 | * | * | NA | attribute | OP772 | OP772 | M&M M/C SHOP | M&M Plant | Inhouse-Gauges | 2 MONTH | 2026-03-12 | 2026-05-12 | OVER DUE |  | 2026-01-12 | PAVI | Pavi | M&M | Automotive
72 | Active | PG103/11 | PLUG GAUGE | 10.500/10.700 | * | * | NA | attribute | OP772 | OP772 | M&M AL M/C SHOP | M&M Plant | Inhouse-Gauges | 6 MONTH | 2025-11-29 | 2026-05-29 | OK |  |  | PAVI | Pavi | M&M | Automotive
73 | Active | PG613/29 | PLUG GAUGE | 6.647/6.912 | * | * | NA | attribute | IFC895M1 | IFC895M1 | M&M M/C SHOP | M&M Plant | Inhouse-Gauges | 6 MONTH | 2026-02-21 | 2026-08-21 | OK |  | 2026-02-21 | PAVI | Pavi | M&M | Automotive
74 | Active | TPG008/017 | THREAD PLUG GAUGE | M10X1.25-6H | * | * | NA | attribute | M&M | M&M | M/C SHOP | M&M Plant | Inhouse-Gauges | 6 MONTH | 2026-02-27 | 2026-08-27 | OK |  | 2021-08-27 | PAVI | Pavi | M&M | Automotive
75 | Active | SNG571/02 | SNAP GAUGE | 53.700/53.300 | * | * | NA | attribute | OP772 | OP772 | M&M AL M/C SHOP | M&M Plant | Inhouse-Gauges | 6 MONTH | 2026-01-09 | 2026-07-09 | OK |  |  | PAVI | Pavi | M&M | Automotive
76 | Active | DG0184/01 | DEPTH GAUGE | 60.850/61.500 | * | * | NA | attribute | OP772 | OP772 | M&M M/C SHOP | M&M Plant | Inhouse-Gauges | 6 MONTH | 2025-12-10 | 2026-06-10 | OK |  | 2018-12-10 | PAVI | Pavi | M&M | Automotive
77 | Active | SPG1045/01 | SPECIAL GAUGE | PCD |  | LPP | * | ATTRIBUTE | WPA1030 | WPA1030 | M&M AL ASSY-01 | MSIL Plant | Inhouse-Gauges | 6 MONTH | 2026-01-23 | 2026-07-23 | OK |  |  | PAVI | Gowri | M&M | Automotive
78 | Active | SM994/01 | SETTING MASTER | 133.24 | * | * | NA | attribute | WPA1030 | WPA1030 | M&M ASSY | MSIL Plant | Inhouse-Gauges | 6 MONTH | 2025-10-14 | 2026-04-14 | OVER DUE |  |  | PAVI | Gowri | MSIL | Automotive
79 | Active | SNG933/03 | SNAP GAUGE | 29.993/29.973 | * | * | NA | attribute | WP1030 | WP1030 | ASSY | M&M Plant | Inhouse-Gauges | 1 MONTH | 2026-04-25 | 2026-05-25 | OK |  | 2026-04-25 | PAVI | Pavi |  | Automotive
80 | Active | DG914/02 | DEPTH GAUGE | 30.000/29.950 | * | * | NA | attribute | WP1030 | WP1030 | ASSY | MSIL Plant | Inhouse-Gauges | 6 MONTH | 2026-02-03 | 2026-08-03 | OK |  | 2026-02-03 | PAVI | Gowri | Kohler | Automotive
81 | Active | DG896/01 | DEPTH GAUGE | 19.500/20.000 | * | * | NA | attribute | WP1009 | WP1009 | AL ASSEMBLY | M&M Plant | Inhouse-Gauges | 6 MONTH | 2025-12-19 | 2026-06-19 | OK |  | 2022-12-19 | PAVI | Pavi | M&M | Automotive
82 | Active | PG104/01 | PLUG GAUGE | 10.300/10.700 &25.0 | * | * | NA | attribute | WP771 | WPA1030 | ASSY | M&M Plant | Inhouse-Gauges | 6 MONTH | 2026-02-10 | 2026-08-10 | OK |  |  | PAVI | Pavi | M&M | Automotive
83 | Active | SPG1000/02 | SPECIAL GAUGE | Seal working height gauge | * | * | NA | attribute | WPA1030 | WPA1030 | ASSY | MSIL Plant | Inhouse-Gauges | 6 MONTH | 2026-01-21 | 2026-07-21 | OK |  |  | PAVI | Gowri | TATA Cummins | Automotive
84 | Active | DG447/01 | DEPTH GAUGE | 17.800/18.000 | * | * | NA | attribute | WPA1026 | WP1026 | M&M | M&M Plant | Inhouse-Gauges | 6 MONTH | 2026-02-24 | 2026-08-24 | OK |  | 2023-08-24 | Pavi | Pavi | M&M | Automotive
85 | Active | CCG80/01 | CONCENTRICITY GAUGE | 36.500/54.900 | * | * | NA | attribute | WPA1026 | WP1026 | M/C | M&M Plant | Inhouse-Gauges | 6 MONTH | 2026-02-08 | 2026-08-08 | OK |  |  | PAVI | Pavi | M&M | Automotive
86 | Active | SLG038/01 | SLIP GAUGE | 2.150/2.290 | * | * | NA | attribute | WP1026 | WP1026 | M/C | M&M Plant | Inhouse-Gauges | 6 MONTH | 2026-02-02 | 2026-08-02 | OK |  |  | PAVI | Pavi | M&M | Automotive
87 | Active | PG427/01 | PLUG GAUGE | 54.100/54.500 | * | * | NA | attribute | WP1026 | WP1026 | M/C | M&M Plant | Inhouse-Gauges | 6 MONTH | 2026-02-02 | 2026-08-02 | OK |  |  | PAVI | Pavi | M&M | Automotive
88 | Active | PG419/01 | PLUG GAUGE | 11.000/11.200 | * | * | NA | attribute | WPA1026 | WP1026 | M/M ASSY | M&M Plant | Inhouse-Gauges | 6 MONTH | 2025-11-27 | 2026-05-27 | OK |  | 2023-11-27 | PAVI | Pavi | M&M | Automotive
89 | Active | SNG1031/01 | SNAP GAUGE | 52.966/52.922 | * | * | NA | ATTRIBUTE | WPA977 | WPA977 | SQA Inspection | SQA | Inhouse-Gauges | 1 MONTH | 2026-04-26 | 2026-05-26 | OK |  | 2025-11-26 | PAVI | Pavi | M&M | Automotive
90 | Active | TPG006/201 | THREAD PLUG GAUGE | M8X1.25-6H | * | * | NA | attribute | CAST IRON | CAST IRON | ASSY FINAL | M&M Plant | Inhouse-Gauges | 2 MONTH | 2026-03-09 | 2026-05-09 | OVER DUE |  |  | PAVI | Pavi | M&M FARM | Non Automotive
91 | Active | SPG821/01 | SPECIAL GAUGE | HUB PCD | * | * | NA | attribute | WPA977 | WPA977 | ASSY-01 | M&M Plant | Inhouse-Gauges | 3 MONTH | 2026-03-03 | 2026-06-03 | OK |  |  | PAVI | Pavi | M&M | Automotive
92 | Active | PG788/01 | PLUG GAUGE | 48.900/49.100 | * | * | NA | attribute | OP772 | OP772 | SQA Inspection | SQA | Inhouse-Gauges | 6 MONTH | 2026-03-16 | 2026-09-16 | OK |  |  | PAVI | Pavi | M&M | Automotive
93 | Active | DG1032/01 | DEPTH GAUGE | 36.660/36.760 | * | * | NA | attribute | SQA | SQA | RES | SQA | Inhouse-Gauges | 6 MONTH | 2026-01-24 | 2026-07-24 | OK |  | 2026-01-24 | PAVI | Pavi |  | Automotive
94 | Active | SM081/01 | SETTING MASTER | 16.04 | * | * | NA | attribute | OP761 | OP761 | TML OP ASSY-01 | MSIL Plant | Inhouse-Gauges | 6 MONTH | 2026-03-07 | 2026-07-07 | OK |  |  | PAVI | Gowri | MSIL | Automotive
95 | Active | SNG365/01 | SNAP GAUGE | 81.900/81.800 | * | * | NA | attribute | OP887 | OP887 | M&M | M&M Plant | Inhouse-Gauges | 6 MONTH | 2026-01-15 | 2026-07-15 | OK |  |  | PAVI | Pavi | M&M | Automotive
96 | Active | SNG925/02 | SNAP GAUGE | 41.000/41.500 | * | * | NA | attribute | WPA1009 | WPA1009 | M&M AL M/C SHOP | M&M Plant | Inhouse-Gauges | 6 MONTH | 2025-11-11 | 2026-05-11 | OVER DUE |  |  | PAVI | Pavi | M&M | Automotive
97 | Active | SNG405/01 | SNAP GAUGE | 17.200/16.800 | * | * | NA | attribute | WPA899 | WPA899 | CI M/C SHOP | M&M Plant | Inhouse-Gauges | 6 MONTH | 2025-11-26 | 2026-05-26 | OK |  | 2019-10-26 | PAVI | Pavi | M&M | Automotive
98 | Active | SNG381/04 | SNAP GAUGE | 49.200/48.800 | * | * | NA | attribute | OP772 | OP772 | ASSY | M&M Plant | Inhouse-Gauges | 6 MONTH | 2025-11-09 | 2026-05-09 | OVER DUE |  |  | PAVI | Pavi | M&M | Automotive
99 | Active | SNG338/07 | SNAP GAUGE | 49.200/48.800 | * | * | NA | attribute | OP772 | OP772 | M&M AL M/C SHOP | M&M Plant | Inhouse-Gauges | 6 MONTH | 2026-02-12 | 2026-08-12 | OK |  | 2019-02-12 | PAVI | Pavi | M&M | Automotive
100 | Active | SNG376/01 | SNAP GAUGE | 30.200/29.800 | * | * | NA | attribute | WPP938 | WP938 | MSIL OP M/C SHOP | MSIL Plant | Inhouse-Gauges | 6 MONTH | 2026-02-13 | 2026-08-13 | OK |  | 2023-08-13 | PAVI | Gowri | MSIL | Automotive
101 | Active | PG653/04 | PLUG GAUGE | 7.000/7.200 | * | * | NA | attribute | OP996 | OP996 | SQA Inspection | SQA | Inhouse-Gauges | 6 MONTH | 2026-02-17 | 2026-08-17 | OK |  |  | SHARON | Pavi | M&M | Automotive
101 | Active | PG653/2 | SNAP GAUGE | 56.700/56.300 | * | * | NA | attribute | WPA938M1 | WPA938M1 | SQA Inspection | SQA | Inhouse-Gauges | 6 MONTH | 2026-01-03 | 2026-07-03 | OK |  | 2026-01-03 | PAVI | Pavi | M&M | Automotive
102 | Active | SNG258/01 | SNAP GAUGE | 15.300/14.700 | * | * | NA | attribute | WP1017 | WP1017 | M&M | M&M Plant | Inhouse-Gauges | 6 MONTH | 2026-02-16 | 2026-08-16 | OK |  |  | PAVI | Pavi | M&M | Automotive
103 | Active | SNG569/01 | SNAP GAUGE | 22.300/21.900 | * | * | NA | attribute | OP1017 | OP1017 | M&M | M&M Plant | Inhouse-Gauges | 6 MONTH | 2026-03-17 | 2026-09-17 | OK |  |  | PAVI | Pavi | M&M | Automotive
104 | Active | SNG593/01 | SNAP GAUGE | 30.500/29.500 | * | * | NA | attribute | WPA773MK | WPA773MK | CI ASSY-01 | M&M Plant | Inhouse-Gauges | 6 MONTH | 2026-01-19 | 2026-07-19 | OK |  | 2020-01-19 | PAVI | Pavi | M&M | Automotive
105 | Active | DG345/01 | DEPTH GAUGE | 56.400/56.600 | * | * | NA | attribute | WPA895 | WPA895 | AL ASSEMBLY | M&M Plant | Inhouse-Gauges | 6 MONTH | 2025-11-03 | 2026-05-03 | OVER DUE |  |  | PAVI | Pavi | M&M | Automotive
106 | Active | DG693/02 | DEPTH GAUGE | 55.400/55.800 | * | * | NA | attribute | IFC895M1BS6 | IFC895M1BS6 | M&M AL M/C SHOP | M&M Plant | Inhouse-Gauges | 6 MONTH | 2025-11-24 | 2026-05-24 | OK |  | 2019-05-24 | PAVI | Pavi | M&M | Automotive
107 | Active | PG506/1 | PLUG GAUGE | 80.000/80.200 | * | * | NA | ATTRIBUTE | WPA899 | WPA899 | M&M | M&M Plant | Inhouse-Gauges | 1 MONTH | 2026-05-13 | 2026-06-13 | OK |  | 2026-03-13 | PAVI | Pavi | M&M | Automotive
108 | Active | SPG673/1 | SPECIAL GAUGE | HEIGHT CHECKING GAUGE | * | * | NA | attribute | WP939 | WP939 | M&M | M&M Plant | Inhouse-Gauges | 12 MONTH | 2026-04-08 | 2027-04-08 | OK |  |  | PAVI | Pavi | M&M | Automotive
109 | Active | HG00381 | HEIGHT GAUGE | 86 | * | * | NA | attribute | WPA890/772 | WPA890/772 | AL ASSEMBLY | M&M Plant | Inhouse-Gauges | 6 MONTH | 2026-02-11 | 2026-08-11 | OK |  |  | PAVI | Pavi | M&M | Automotive
110 | Active | CCG066 | CONCENTRICITY GAUGE | 61.995/51.995 | * | * | NA | attribute | IFC895M1BS6 | IFC895M1BS6 | M&M AL M/C SHOP | M&M Plant | Inhouse-Gauges | 3 MONTH | 2026-03-22 | 2026-06-22 | OK |  |  | PAVI | Pavi | M&M | Automotive
111 | Active | DG0266/01 | DEPTH GAUGE | 29.70/30.300 | * | * | NA | attribute | WPA814 | WPA814 | M&M | M&M Plant | Inhouse-Gauges | 6 MONTH | 2026-01-14 | 2026-07-14 | OK |  | 2021-07-14 | PAVI | Pavi | M&M | Automotive
112 | Active | SPG388/01 | SPECIAL GAUGE | IMPELLER HIGHT | * | * | NA | attribute | WPA814-01 | WP814-01 | M/C SHOP | M&M Plant | Inhouse-Gauges | 3 MONTH | 2026-02-01 | 2026-05-01 | OVER DUE |  |  | PAVI | Pavi | M&M | Automotive
113 | Active | SM751/1 | SETTING MASTER | 6.64 | * | * | NA | attribute | WPA899 | WPA899 | CI M/C SHOP | M&M Plant | Inhouse-Gauges | 6 MONTH | 2025-10-26 | 2026-04-26 | OVER DUE |  |  | PAVI | Pavi | M&M | Automotive
114 | Active | DG491/01 | DEPTH GAUGE | 28.300/28.700 | * | * | NA | attribute | WPA772 | WPA772 | M&M AL M/C SHOP | M&M Plant | Inhouse-Gauges | 6 MONTH | 2026-02-09 | 2026-08-09 | OK |  |  | Pavi | Pavi | M&M | Automotive
115 | Active | SPG468/1 | SPECIAL GAUGE | 80.9 | * | * | NA | attribute | WP949 | WP949 | M/C SHOP | Ford | Inhouse-Gauges | 6 MONTH | 2026-03-15 | 2026-09-15 | OK |  |  | PAVI | Pavi | Ford | Automotive
116 | Active | DG444/02 | DEPTH GAUGE | 30.700/30.900 | * | * | NA | attribute | WPA1009 | WPA1009 | M&M AL M/C SHOP | M&M Plant | Inhouse-Gauges | 6 MONTH | 2026-03-10 | 2026-09-10 | OK |  | 2023-09-10 | Pavi | Pavi | M&M | Automotive
117 | Active | PG388/01 | PLUG GAUGE | 92.900/93.100 | * | * | NA | attribute | WPA814-01 | WP814-01 | M/C SHOP | M&M Plant | Inhouse-Gauges | 6 MONTH | 2026-02-01 | 2026-05-01 | OVER DUE |  |  | PAVI | Pavi | M&M | Automotive
118 | Active | SPG826/04 | SPECIAL GAUGE | TOP BLOCK | * | * | NA | attribute | OP898 | OP898 | M/C SHOP | GM | Inhouse-Gauges | 2 MONTH | 2026-03-13 | 2026-05-13 | OVER DUE |  |  | PAVI | Pavi | GM | Automotive
119 | Active | DI778 | DIAL INDICATOR | 0.001~1.000 mm | 0.001MM | MITUTOYO |  | ANALOG | OP898 | OP898 | M/C SHOP | MSIL Plant | Inhouse-Instruments | 3 MONTH | 2026-04-23 | 2026-07-23 | OK |  | 2025-10-23 | PAVI | Pavi | MSIL | Automotive
121 | Active | PG486/1 | PLUG GAUGE | 18.800/19.200 | * | * | NA | attribute | WPA939 | WPA939 | M&M AL M/C SHOP | M&M Plant | Inhouse-Gauges | 6 MONTH | 2026-01-28 | 2026-07-28 | OK |  |  | PAVI | Pavi | M&M | Automotive
122 | Active | PG418/01 | PLUG GAUGE | 21.800/22.200 | * | * | NA | attribute | WPA1023 | WPA1023 | M/C | M&M Plant | Inhouse-Gauges | 6 MONTH | 2025-11-29 | 2026-05-29 | OK |  |  | PAVI | Pavi | M&M | Automotive
123 | Active | PG750/02 | PLUG GAUGE | 16.376/16.676 | * | * | NA | attribute | OP772/IFC895M1BS6 | OP772/IFC895M1BS6 | M&M AL M/C SHOP | M&M Plant | Inhouse-Gauges | 6 MONTH | 2026-02-28 | 2026-08-28 | OK |  |  | PAVI | Pavi | M&M | Automotive
124 | Active | SPG090/10 | SPECIAL GAUGE | POSITION GAUGE | * | * | NA | attribute | WPA468M | WPA468M | MSIL WP ASSY | MSIL Plant | Inhouse-Gauges | 3 MONTH | 2026-02-24 | 2026-05-24 | OK |  |  | PAVI | Gowri | MSIL | Automotive
125 | Active | PG475/01 | PLUG GAUGE | 3.000/3.025 | * | * | NA | attribute | OP1017 COVER | OP1017 COVER | RECEIVING INS | SQA | Inhouse-Gauges | 1 MONTH | 2026-05-12 | 2026-06-12 | OK |  | 2025-12-12 | PAVI | Pavi |  | Automotive
126 | Active | PG0486/04 | PLUG GAUGE | 15.800/16.200 | * | * | NA | attribute | IFC895 | IFC895 | M/C | M&M Plant | Inhouse-Gauges | 6 MONTH | 2026-02-08 | 2026-08-08 | OK |  | 2026-02-08 | PAVI | Pavi | M&M | Automotive
127 | Active | PG642/02 | PLUG GAUGE | 3.900/4.100 | * | * | NA | attribute | OP854 | OP854 | AL ASSEMBLY | M&M Plant | Inhouse-Gauges | 6 MONTH | 2025-11-16 | 2026-05-16 | DUE SOON |  |  | PAVI | Pavi | M&M | Automotive
128 | Active | TPG040/01 | THREAD PLUG GAUGE | 1/4-18NPSF | * | * | NA | attribute | CAST IRON | CAST IRON | ASSY FINAL | M&M Plant | Inhouse-Gauges | 6 MONTH | 2026-03-03 | 2026-09-03 | OK |  |  | PAVI | Pavi | M&M FARM | Non Automotive
129 | Active | PG622/4 | PLUG GAUGE | 14.032/14.050 | * | * | NA | attribute | OP491 | OP491 | OP491-M/C SHOP | MSIL Plant | Inhouse-Gauges | 1 MONTH | 2026-04-01 | 2026-05-01 | OVER DUE |  |  | PAVI | Gowri | MSIL | Automotive
130 | Active | TPG035/02 | THREAD PLUG GAUGE | 5/8-18UNF 2B | * | * | NA | attribute | OP491 | OP491 | OP491-M/C SHOP | MSIL Plant | Inhouse-Gauges | 2 MONTH | 2026-03-01 | 2026-05-01 | OVER DUE |  |  | PAVI | Gowri | MSIL | Automotive
131 | Active | PG228/21 | PLUG GAUGE | 18.400/18.500 | * | * | NA | attribute | OP491 | OP491 | OP491-M/C SHOP | MSIL Plant | Inhouse-Gauges | 1 MONTH | 2026-04-01 | 2026-05-01 | OVER DUE |  |  | JAY | Gowri | MSIL | Automotive
132 | Active | SM207/05 | SETTING MASTER | 1.5 | * | * | NA | attribute |  |  | MSIL M/C SHOP | MSIL Plant | Inhouse-Gauges | 6 MONTH | 2025-10-27 | 2026-04-27 | OVER DUE |  |  | PAVI | Gowri | MSIL | Automotive
133 | Active | PG0363/04 | PLUG GAUGE | 5.960/5.985 | * | * | NA | attribute | OP428 | OP428 | ASSY-01 | GM | Inhouse-Gauges | 6 MONTH | 2026-03-10 | 2026-09-10 | OK |  | 2025-09-10 | PAVI | Pavi | GM | Automotive
134 | Active | SLG173 | SLIP GAUGE | 11.000/11.200 | * | * | NA | attribute | OP1017 | OP1017 | M&M | M&M Plant | Inhouse-Gauges | 6 MONTH | 2026-01-24 | 2026-07-24 | OK |  | 2024-01-24 | PAVI | Pavi | M&M | Automotive
135 | Active | PG0490/07 | PLUG GAUGE | 9.940/9.960 | * | * | NA | attribute | IFC895M1BS6 | IFC895M1BS6 | M&M AL M/C SHOP | M&M Plant | Inhouse-Gauges | 1 MONTH | 2026-05-15 | 2026-06-15 | OK |  | 2026-03-15 | PAVI | Pavi | M&M | Automotive
136 | Active | PG0117/16 | PLUG GAUGE | 6.500/6.700 | * | * | NA | attribute | WPA586M | WPA586M | SQA Inspection | SQA | Inhouse-Gauges | 6 MONTH | 2026-02-17 | 2026-08-17 | OK |  |  | SHARON | Pavi | SQA | Automotive
137 | Active | PG0414/003 | PLUG GAUGE | 5.450/5.550 | * | * | NA | attribute | OP898 | OP898 | ASSY-01 | GM | Inhouse-Gauges | 6 MONTH | 2026-03-10 | 2026-09-10 | OK |  | 2026-03-10 | PAVI | Pavi | GM | Automotive
138 | Active | TPG006/172 | THREAD PLUG GAUGE | M8X1.25-6H | * | * | NA | attribute | IFC977M2 | IFC977M2 | M&M AL M/C SHOP | M&M Plant | Inhouse-Gauges | 2 MONTH | 2026-05-15 | 2026-07-15 | OK |  | 2023-11-15 | PAVI | Pavi | M&M | Automotive
139 | Active | SPG207/05 | SPECIAL GAUGE | GROOVE DEPTH | * | * | NA | attribute | IFC895M1 | IFC895M1 | CUSTOMER END | M&M Plant | Inhouse-Gauges | 6 MONTH | 2025-10-10 | 2026-04-10 | OVER DUE |  |  | PAVI | Pavi | M&M | Automotive
140 | Active | PG568/02 | PLUG GAUGE | 17.470/17.500 | * | * | NA | ATTRIBUTE | WPA1009 | WPA1009 | M&M AL M/C SHOP | M&M Plant | Inhouse-Gauges | 1 MONTH | 2026-05-03 | 2026-06-03 | OK |  | 2025-12-03 | PAVI | Pavi | M&M | Automotive
141 | Active | SLG022/03 | SLIP GAUGE | 1.600/1.740 | * | * | NA | attribute | WP1017 | WP1017 | M&M | M&M Plant | Inhouse-Gauges | 6 MONTH | 2026-02-16 | 2026-08-16 | OK |  |  | PAVI | Pavi | M&M | Automotive
142 | Active | PG876/01 | PLUG GAUGE | 12.030/12.050(DIA 28) | * | * | NA | ATTRIBUTE | OP1004M | OP1004M | M&M | M&M Plant | Inhouse-Gauges | 1 MONTH | 2026-05-10 | 2026-06-10 | OK |  | 2025-09-10 | PAVI | Pavi | M&M | Automotive
143 | Active | PG0084/32 | PLUG GAUGE | 14.000/14.027 | * | * | NA | ATTRIBUTE | OP1004M | OP1004M | M&M | M&M Plant | Inhouse-Gauges | 1 MONTH | 2026-05-12 | 2026-06-12 | OK |  | 2026-03-12 | PAVI | Pavi | M&M | Automotive
144 | Active | PG595/01 | PLUG GAUGE | 8.500/8.600 with 28dia | * | * | NA | attribute | OP1004M | OP1004M | M&M | M&M Plant | Inhouse-Gauges | 6 MONTH | 2026-01-11 | 2026-07-11 | OK |  |  | PAVI | Pavi | M&M | Automotive
145 | Active | DG017/01 | DEPTH GAUGE | 13.800/14.200 | * | * | NA | attribute | WP1023 | WP1023 | ASSY-01 | MSIL Plant | Inhouse-Gauges | 6 MONTH | 2025-11-29 | 2026-05-29 | OK |  |  | PAVI | Gowri | MSIL | Automotive
146 | Active | DG378/02 | DEPTH GAUGE | 4.900/5.100 | * | * | NA | attribute | WPA1023 | WP1023 | M&M | M&M Plant | Inhouse-Gauges | 6 MONTH | 2025-11-29 | 2026-05-29 | OK |  |  | PAVI | Pavi | M&M | Automotive
147 | Active | DG177/06 | DEPTH GAUGE | 7.000/7.200 | * | * | NA | attribute | WPA1023 | WP1023 | M/C | M&M Plant | Inhouse-Gauges | 6 MONTH | 2025-11-09 | 2026-05-09 | OVER DUE |  |  | Pavi | Pavi | M&M | Automotive
148 | Active | DG903/01 | DEPTH GAUGE | 6.500/6.700 | * | * | NA | attribute | OP990 | OP990 | M&M | M&M Plant | Inhouse-Gauges | 6 MONTH | 2026-01-24 | 2026-07-24 | OK |  | 2024-01-24 | Pavi | Pavi | M&M | Automotive
149 | Active | DG164/04 | DEPTH GAUGE | 5.900/6.100 | * | * | NA | attribute | WPA1023 | WP1023 | M&M | M&M Plant | Inhouse-Gauges | 6 MONTH | 2025-11-29 | 2026-05-29 | OK |  |  | PAVI | Pavi | M&M | Automotive
150 | Active | DG892/01 | DEPTH GAUGE | 2.900/3.100 | * | * | NA | attribute | OP1004M | OP1004M | M&M | M&M Plant | Inhouse-Gauges | 6 MONTH | 2026-03-18 | 2026-09-18 | OK |  |  | Pavi | Pavi | M&M | Automotive
151 | Active | PG663/02 | PLUG GAUGE | 11.857/11.877 & 36.060/36.100 | * | * | NA | ATTRIBUTE | OP1004M | OP1004M | M&M | M&M Plant | Inhouse-Gauges | 1 MONTH | 2026-05-12 | 2026-06-12 | OK |  | 2025-09-12 | PAVI | Pavi | M&M | Automotive
152 | Active | CCG082/01 | CONCENTRICITY GAUGE | 25.00/14.00 Spot face con gauge | * | * | NA | attribute | WPA1023 | WP1023 | ASSY | M&M Plant | Inhouse-Gauges | 6 MONTH | 2026-02-08 | 2026-08-08 | OK |  |  | PAVI | Pavi | M&M | Automotive
153 | Active | DG024/01 | DEPTH GAUGE | 50.400/50.600 | * | * | NA | attribute | WPA1023 | WP1023 | M/C | M&M Plant | Inhouse-Gauges | 6 MONTH | 2025-11-27 | 2026-05-27 | OK |  | 2023-11-27 | PAVI | Pavi | M&M | Automotive
154 | Active | SM321/01 | SETTING MASTER | 22.565 | * | * | NA | attribute | OP1004M | OP1004M | M&M | M&M Plant | Inhouse-Gauges | 6 MONTH | 2026-03-10 | 2026-09-10 | OK |  |  | PAVI | Pavi | M&M | Automotive
155 | Active | SPG321/01 | SPECIAL GAUGE | TOP BLACK | * | * | NA | attribute | OP1004M | OP1004M | M&M | M&M Plant | Inhouse-Gauges | 6 MONTH | 2026-03-10 | 2026-09-10 | OK |  |  | PAVI | Pavi | M&M | Automotive
156 | Active | PG891/02 | PLUG GAUGE | 36.102/36.140 | * | * | NA | ATTRIBUTE | OP1004M | OP1004M | M&M | M&M Plant | Inhouse-Gauges | 1 MONTH | 2026-05-11 | 2026-06-11 | OK |  | 2025-07-11 | PAVI | Pavi | M&M | Automotive
157 | Active | PG891/03 | PLUG GAUGE | 36.102/36.140 | * | * | NA | attribute | OP1004M | OP1004M | M&M | M&M Plant | Inhouse-Gauges | 1 MONTH | 2026-04-11 | 2026-05-11 | OVER DUE |  |  | PAVI | Gowri | M&M | Automotive
158 | Active | PG623/4 | PLUG GAUGE | 19.800/20.200 | * | * | NA | attribute | OP772 | OP772 | SQA Inspection | SQA | Inhouse-Gauges | 6 MONTH | 2025-11-28 | 2026-05-28 | OK |  |  | SHARON | Pavi | M&M | Automotive
159 | Active | PG0284/02 | PLUG GAUGE | 20.000/20.018 | * | * | NA | ATTRIBUTE | WPA213 | WPA213 | RECEIVING INS | SQA | Inhouse-Gauges | 1 MONTH | 2026-04-25 | 2026-05-25 | OK |  | 2026-01-25 | SHARON | Pavi |  | Automotive
160 | Active | PG0487/05 | PLUG GAUGE | 28.800/29.200 | * | * | NA | attribute | IFC895M1BS6 | IFC895M1BS6 | SQA Inspection | SQA | Inhouse-Gauges | 6 MONTH | 2025-11-25 | 2026-05-25 | OK |  | 2022-11-25 | SHARON | Pavi | M&M | Automotive
161 | Active | PG0497/01 | PLUG GAUGE | 27.800/28.200 | * | * | NA | attribute | IFC895M1BS6 | IFC895M1BS6 | SQA Inspection | SQA | Inhouse-Gauges | 6 MONTH | 2025-11-28 | 2026-05-28 | OK |  |  | SHARON | Pavi | M&M | Automotive
162 | Active | PG598/01 | PLUG GAUGE | 19.900/20.100 | * | * | NA | attribute | SQA | OP854 | RECEIVING INS | SQA | Inhouse-Gauges | 6 MONTH | 2026-03-12 | 2026-09-12 | OK |  | 2026-03-12 | SHARON | Pavi |  | Automotive
163 | Active | PG597/01 | PLUG GAUGE | 15.900/15.918 | * | * | NA | attribute | WPA854 | WPA854 | RECEIVING INS | SQA | Inhouse-Gauges | 6 MONTH | 2025-11-25 | 2026-05-25 | OK |  | 2026-05-25 | SHARON | Pavi |  | Automotive
164 | Active | PG564/02 | PLUG GAUGE | 13.886/13.904 | * | * | NA | attribute | OP901 | OP859 | RECEIVING INS | SQA | Inhouse-Gauges | 6 MONTH | 2026-03-22 | 2026-09-22 | OK |  | 2026-03-22 | SHARON | Pavi |  | Automotive
165 | Active | PG555/01 | PLUG GAUGE | 3.900/4.100 | * | * | NA | attribute | WPA938M1 | WPA938M1 | SQA Inspection | SQA | Inhouse-Gauges | 6 MONTH | 2025-11-25 | 2026-05-25 | OK |  | 2023-11-25 | SHARON | Pavi | M&M | Automotive
166 | Active | PG899/04 | PLUG GAUGE | 2.400/2.600 | * | * | NA | attribute | WPA1030 | WPA1030 | SQA | SQA | Inhouse-Gauges | 6 MONTH | 2026-04-15 | 2026-10-15 | OK |  |  | SHARON | Pavi | M&M | Automotive
167 | Active | SNG0242/01 | SNAP GAUGE | 60.000/59.600 | * | * | NA | attribute | WPA827 | WPA827 | RECEIVING INS | SQA | Inhouse-Gauges | 6 MONTH | 2026-02-21 | 2026-08-21 | OK |  | 2023-08-21 | SHARON | Pavi |  | Automotive
168 | Active | SNG902/1 | SNAP GAUGE | 40.800/39.200 | * | * | NA | attribute | WP939 | WP939 | AL ASSEMBLY | M&M Plant | Inhouse-Gauges | 6 MONTH | 2025-11-16 | 2026-05-16 | DUE SOON |  |  | SHARON | Pavi | M&M | Automotive
169 | Active | SNG333/03 | SNAP GAUGE | 31.530/30.930 | * | * | NA | attribute | OP989 | OP996 | SQA Inspection | SQA | Inhouse-Gauges | 6 MONTH | 2026-01-18 | 2026-07-18 | OK |  |  | SHARON | Pavi | M&M | Automotive
170 | Active | SNG203/02 | SNAP GAUGE | 41.200/40.800 | * | * | NA | attribute | WPA772 | WPA772 | M&M AL M/C SHOP | M&M Plant | Inhouse-Gauges | 6 MONTH | 2025-12-26 | 2026-06-26 | OK |  | 2023-06-26 | SHARON | Pavi | M&M | Automotive
171 | Active | SNG381/01 | SNAP GAUGE | 30.700/31.300 | * | * | NA | attribute | IFC977M2 | IFC977M2 | SQA Inspection | SQA | Inhouse-Gauges | 6 MONTH | 2025-12-02 | 2026-06-02 | OK |  |  | SHARON | Pavi | M&M | Automotive
172 | Active | SNG018/08 | SNAP GAUGE | 23.900/23.250 | * | * | NA | attribute | SQA | SQA | RECIVING INS | SQA | Inhouse-Gauges | 6 MONTH | 2026-02-09 | 2026-08-09 | OK |  |  | SHARON | Pavi |  | Automotive
173 | Active | SNG380/04 | SNAP GAUGE | 25.700/25.300 | * | * | NA | attribute | WPA1009 | WPA1009 | AL ASSEMBLY | M&M Plant | Inhouse-Gauges | 6 MONTH | 2025-11-16 | 2026-05-16 | DUE SOON |  |  | SHARON | Pavi | M&M | Automotive
174 | Active | SNG228/01 | SNAP GAUGE | 8.600/8.400 | * | * | NA | attribute | WPA761 | WPA761 | RECEIVING INS | SQA | Inhouse-Gauges | 6 MONTH | 2025-11-21 | 2026-05-21 | DUE SOON |  | 2022-11-21 | SHARON | Pavi |  | Automotive
175 | Active | SNG594/03 | SNAP GAUGE | 6.100/5.900 | * | * | NA | attribute | WP1009 | WP1009 | M&M | M&M Plant | Inhouse-Gauges | 1 MONTH | 2026-04-16 | 2026-05-16 | DUE SOON |  |  | SHARON | Pavi | M&M FARM | Non Automotive
176 | Active | SNG0247/01 | SNAP GAUGE | 10.040/10.100 | * | * | NA | attribute | IFC794M | IFC794M | RECEIVING INS | SQA | Inhouse-Gauges | 6 MONTH | 2025-11-28 | 2026-05-28 | OK |  |  | SHARON | Pavi |  | Automotive
177 | Active | PG668/58 | PLUG GAUGE | 4.917/5.153 | * | * | NA | attribute | IFC895M1BS6 | IFC895M1BS6 | SQA Inspection | SQA | Inhouse-Gauges | 6 MONTH | 2025-11-29 | 2026-05-29 | OK |  |  | PAVI | Pavi | M&M | Automotive
178 | Active | PG596/02 | PLUG GAUGE | 8.500/8.800 | * | * | NA | attribute | RECEIVING | COMMON | RECEIVING INS | SQA | Inhouse-Gauges | 6 MONTH | 2026-03-12 | 2026-09-12 | OK |  | 2025-03-12 | PAVI | Pavi | SQA | Automotive
179 | Active | PG0490/03 | PLUG GAUGE | 9.940/9.960 | * | * | NA | ATTRIBUTE | IFC895M1 | IFC895M1 | SQA Inspection | SQA | Inhouse-Gauges | 1 MONTH | 2026-05-07 | 2026-07-07 | OK |  |  | PAVI | Pavi | SQA | Automotive
180 | Active | TPG006/320 | THREAD PLUG GAUGE | M6X1-6H | * | * | NA | attribute | SQA | SQA | ASSY | MSIL Plant | Inhouse-Gauges | 6 MONTH | 2026-04-11 | 2026-10-11 | OK |  | 2025-10-11 | PAVI | Gowri | MSIL | Automotive
181 | Active | SNG276/02 | SNAP GAUGE | 55.970/55.924 | * | * | NA | attribute | SQA | SQA | SQA | SQA | Inhouse-Gauges | 6 MONTH | 2026-03-03 | 2026-09-03 | OK |  | 2025-03-03 | PAVI | Pavi |  | Automotive
182 | Active | SNG572/01 | SNAP GAUGE | 26.200/25.800 | * | * | NA | attribute | WPA938M1 | WPA938M1 | SQA Inspection | SQA | Inhouse-Gauges | 6 MONTH | 2026-01-09 | 2026-07-09 | OK |  |  | PAVI | Pavi | M&M | Automotive
183 | Active | SNG868/1 | SNAP GAUGE | 29.968/29.732 | * | * | NA | attribute | WPA939 | WPA939 | ASSY | M&M Plant | Inhouse-Gauges | 6 MONTH | 2025-12-04 | 2026-06-04 | OK |  | 2025-12-04 | PAVI | Pavi | M&M | Automotive
184 | Active | SNG309/02 | SNAP GAUGE | 52.968/52.922 | * | * | NA | attribute | WPA977 | WPA977 | SQA Inspection | SQA | Inhouse-Gauges | 1 MONTH | 2026-04-23 | 2026-05-23 | OK |  | 2025-10-23 | PAVI | Pavi | M&M | Automotive
185 | Active | TPG027/10 | THREAD PLUG GAUGE | M18X1.5 6H | * | * | NA | attribute | SQA | SQA | SQA | SQA | Inhouse-Gauges | 2 MONTH | 2026-03-09 | 2026-05-09 | OVER DUE |  |  | PAVI | Pavi | M&M | Automotive
186 | Active | TPG023/24 | THREAD PLUG GAUGE | 3/8"-18 NPT | * | * | NA | attribute | OP772 | OP772 | M/C SHOP | M&M Plant | Inhouse-Gauges | 6 MONTH | 2026-01-20 | 2026-07-20 | OK |  |  | PAVI | Pavi | M&M | Automotive
187 | Active | TPG035/06 | THREAD PLUG GAUGE | 5/8-18UNF 2B | * | * | NA | attribute | OP491 | OP491 | OP491-M/C SHOP | MSIL Plant | Inhouse-Gauges | 2 MONTH | 2026-03-01 | 2026-05-01 | OVER DUE |  |  | PAVI | Gowri | MSIL | Automotive
188 | Active | PG858/01 | PLUG GAUGE | 6.025/6.047 | * | * | NA | attribute | OP996 | OP996 | M&M AL ASSY-01 | SQA | Inhouse-Gauges | 1 MONTH | 2026-05-03 | 2026-06-03 | OK |  | 2026-01-03 | PAVI | Pavi | M&M | Automotive
189 | ACTIVE | PG1028/01 | PLUG GAUGE | STEP DAI | * | * | NA | attribute | SQA | SQA | RECIVING INS | SQA | Inhouse-Gauges | 6 MONTH | 2026-03-10 | 2026-09-10 | OK |  |  | PAVI | Pavi |  | Automotive
190 | Active | PG869/02 | PLUG GAUGE | 14.050/14.077 | * | * | NA | ATTRIBUTE | OP990 | OP990 | ASSY | SQA | Inhouse-Gauges | 1 MONTH | 2026-04-26 | 2026-05-26 | OK |  | 2026-04-26 | PAVI | Pavi |  | Automotive
191 | Active | PG872/01 | PLUG GAUGE | 11.000/11.050 | * | * | NA | ATTRIBUTE | WPA910 | WPA910 | M&M AL M/C SHOP | M&M Plant | Inhouse-Gauges | 1 MONTH | 2026-04-28 | 2026-05-28 | OK |  |  | PAVI | Pavi | M&M | Automotive
192 | Active | PG0189/22 | PLUG GAUGE | 10.000/10.015 | * | * | NA | ATTRIBUTE | OP761 | OP761 | TML OP ASSY-01 | MSIL Plant | Inhouse-Gauges | 1 MONTH | 2026-05-10 | 2026-06-10 | OK |  | 2024-10-10 | PAVI | Gowri | MSIL | Automotive
193 | Active | PG0362/05 | PLUG GAUGE | 5.960/5.985 | * | * | NA | attribute | OP761 | OP761 | RECEIVING INS | SQA | Inhouse-Gauges | 6 MONTH | 2025-11-28 | 2026-05-28 | OK |  |  | PAVI | Pavi |  | Automotive
194 | Active | PG0186/17 | PLUG GAUGE | 10.000/10.015 | * | * | NA | attribute | SQA | SQA | SQA | SQA | Inhouse-Gauges | 1 MONTH | 2026-05-14 | 2026-06-14 | OK |  |  | PAVI | Pavi |  | Automotive
195 | Active | TPG006/202 | THREAD PLUG GAUGE | M6x1-6H | * | * | NA | attribute | SQA | SQA | RECIVING INS | SQA | Inhouse-Gauges | 6 MONTH | 2026-03-01 | 2026-09-01 | OK |  |  | PAVI | Pavi |  | Automotive
196 | Active | HGM051/02 | HEIGHT GAUGE MASTER | 94.4 | * | * | NA | attribute | WPA1009 | WPA1009 | M&M AL M/C SHOP | M&M Plant | Inhouse-Gauges | 6 MONTH | 2025-11-16 | 2026-05-16 | DUE SOON |  |  | PAVI | Pavi | M&M | Automotive
197 | Active | PG788/02 | PLUG GAUGE | 48.900/49.100 | * | * | NA | attribute | OP772 | OP772 | M&M | M&M Plant | Inhouse-Gauges | 6 MONTH | 2026-01-24 | 2026-07-24 | OK |  | 2024-01-24 | PAVI | Pavi | M&M | Automotive
198 | Active | PG875/02 | PLUG GAUGE | 24.300/24.500 | * | * | NA | attribute | IFC895M1BS6 | IFC895M1BS6 | M&M AL M/C SHOP | M&M Plant | Inhouse-Gauges | 6 MONTH | 2025-02-28 | 2026-08-28 | OK |  |  | PAVI | Pavi | M&M | Automotive
199 | Active | PG692/1 | PLUG GAUGE | 28.300/28.500 | * | * | NA | attribute | IFC895M1BS6 | IFC895M1BS6 | M&M AL M/C SHOP | M&M Plant | Inhouse-Gauges | 6 MONTH | 2026-02-28 | 2026-08-28 | OK |  |  | PAVI | Pavi | M&M | Automotive
200 | Active | PG620/1 | PLUG GAUGE | 9.940/9.960 | * | * | NA | ATTRIBUTE | IFC902 | IFC902 | M&M AL M/C SHOP | M&M Plant | Inhouse-Gauges | 1 MONTH | 2026-04-22 | 2026-05-22 | DUE SOON |  | 2026-02-22 | PAVI | Pavi | M&M | Automotive
201 | Active | PG871/02 | PLUG GAUGE | 10.200/10.600&26 | * | * | NA | attribute | WPA672 | WPA672 | CI M/C SHOP | M&M Plant | Inhouse-Gauges | 6 MONTH | 2026-01-30 | 2026-07-30 | OK |  |  | PAVI | Pavi | M&M | Automotive
202 | Active | PG638/1 | PLUG GAUGE | 8.500/8.800 | * | * | NA | attribute | WPA964 | WPA964 | ASSY | Fuel Pump | Inhouse-Gauges | 6 MONTH | 2026-03-12 | 2026-09-12 | OK |  | 2026-03-12 | PAVI | Gowri | Fuel Pump | Automotive
203 | Active | PG0134/27 | PLUG GAUGE | 25.000/25.050 | * | * | NA | attribute | WPA939 | WP939 | M/C SHOP | M&M Plant | Inhouse-Gauges | 1 MONTH | 2026-05-12 | 2026-06-12 | OK |  | 2026-04-12 | PAVI | Pavi | M&M | Automotive
204 | Active | TPG039/01 | THREAD PLUG GAUGE | M12X1.75-6H | * | * | NA | attribute | OP1023 | SQA |  |  | Inhouse-Gauges | 2 MONTH | 2026-03-16 | 2026-05-16 | DUE SOON |  |  | PAVI | Gowri |  | Automotive
205 | Active | DG578/1 | DEPTH GAUGE | 51.400/51.600 | * | * | NA | attribute | OP772 | OP772 | M&M M/C SHOP | M&M Plant | Inhouse-Gauges | 6 MONTH | 2026-01-12 | 2026-07-12 | OK |  | 2023-07-12 | Pavi | Pavi | M&M | Automotive
206 | Active | HGM135/01 | HEIGHT GAUGE MASTER | 83.38(98.7) | * | * | NA | attribute | WPA890/772 | WPA890/772 | M&M AL M/C SHOP | M&M Plant | Inhouse-Gauges | 2 MONTH | 2026-03-13 | 2026-05-13 | OVER DUE |  |  | PAVI | Pavi | M&M | Automotive
207 | Active | SM645/03 | SETTING MASTER | 15.056 | * | * | NA | attribute | OP772 | OP772 | M&M | M&M Plant | Inhouse-Gauges | 6 MONTH | 2025-11-08 | 2026-05-08 | OVER DUE |  |  | PAVI | Pavi | M&M | Automotive
208 | Active | DG376 | DEPTH GAUGE | 10.850/11.150 | * | * | NA | attribute | OP772 | OP772 | M&M AL M/C SHOP | M&M Plant | Inhouse-Gauges | 6 MONTH | 2026-04-07 | 2026-10-07 | OK |  |  | PAVI | Pavi | M&M | Automotive
209 | Active | DG302/02 | DEPTH GAUGE | 55.400/55.800 | * | * | NA | attribute | IFC895M1BS6 | IFC895M1BS6 | M&M AL M/C SHOP | M&M Plant | Inhouse-Gauges | 6 MONTH | 2025-11-24 | 2026-05-24 | OK |  | 2023-11-24 | PAVI | Pavi | M&M | Automotive
210 | Active | SLG172/1 | SLIP GAUGE | 3.560/3.810 | * | * | NA | attribute | WPA988 | WPA988 | M&M | M&M Plant | Inhouse-Gauges | 6 MONTH | 2025-11-24 | 2026-05-24 | OK |  | 2019-11-24 | PAVI | Pavi | M&M | Automotive
211 | Active | SNG582/01 | SNAP GAUGE | 56.700/56.300 | * | * | NA | attribute | WPA938M1 | WPA938M1 | M&M AL M/C SHOP | M&M Plant | Inhouse-Gauges | 6 MONTH | 2026-02-13 | 2026-08-13 | OK |  | 2023-08-13 | PAVI | Pavi | M&M | Automotive
212 | Active | SNG285/01 | SNAP GAUGE | 9.800/10.200 | * | * | NA | attribute | WPA939 | WP939 | M/C SHOP | M&M Plant | Inhouse-Gauges | 6 MONTH | 2025-12-26 | 2026-06-26 | OK |  | 2025-12-26 | PAVI | Pavi | M&M | Automotive
213 | Active | SNG305/02 | SNAP GAUGE | 41.000/40.500 | * | * | NA | attribute | WPA938M1 | WPA938M1 | M&M AL M/C SHOP | M&M Plant | Inhouse-Gauges | 6 MONTH | 2026-03-10 | 2026-09-10 | OK |  | 2020-09-10 | PAVI | Pavi | M&M | Automotive
214 | Active | PG0468/06 | PLUG GAUGE | 8.300/8.450 | * | * | NA | attribute | WPA827 | WPA827 | MSIL OP ASSY | MSIL Plant | Inhouse-Gauges | 6 MONTH | 2026-02-06 | 2026-08-06 | OK |  | 2023-08-06 | PAVI | Gowri | MSIL | Automotive
215 | Active | PG653/02 | PLUG GAUGE | 7.000/7.200 | * | * | NA | attribute | WPA938M1 | WPA938M1 | M&M M&M | M&M Plant | Inhouse-Gauges | 6 MONTH | 2026-04-05 | 2026-10-05 | OK |  | 2026-03-05 | PAVI | Pavi | M&M | Automotive
216 | Active | PG730/12 | PLUG GAUGE | 14.000/14.376 | * | * | NA | attribute | WP949 | WP949 | M&M | M&M Plant | Inhouse-Gauges | 6 MONTH | 2026-01-07 | 2026-07-07 | OK |  |  | PAVI | Pavi | M&M FARM | Automotive
217 | Active | PG723/03 | PLUG GAUGE | 7.800 /8.200 | * | * | NA | attribute | IFC794M | IFC794M | RECEIVING INS | SQA | Inhouse-Gauges | 6 MONTH | 2026-05-14 | 2026-11-14 | OK |  | 2025-11-14 | PAVI | Pavi |  | Automotive
218 | Active | PG555/16 | PLUG GAUGE | 3.900/4.100 | * | * | NA | attribute | OP1002 | OP1002 | M&M M/C | M&M Plant | Inhouse-Gauges | 6 MONTH | 2026-04-11 | 2026-10-11 | OK |  | 2025-10-11 | PAVI | Pavi | M&M | Automotive
219 | Active | PG428/10 | PLUG GAUGE | 11.2 | * | * | NA | ATTRIBUTE | M/C SHOP | M/C SHOP | M/C SHOP | M&M Plant | Inhouse-Gauges | 1 MONTH | 2026-05-05 | 2026-06-05 | OK |  | 2026-05-05 | PAVI | Pavi | M&M | Automotive
220 | Active | SNG0245/01 | SNAP GAUGE | 31.870 / 31.900 | * | * | NA | attribute | WPA115 | WPA115 | RECEIVING INS | SQA | Inhouse-Gauges | 6 MONTH | 2025-11-25 | 2026-05-25 | OK |  | 2018-04-25 | PAVI | Pavi |  | Automotive
221 | Active | SNG338/03 | SNAP GAUGE | 49.200/48.800 | * | * | NA | attribute | IFC977M2 | IFC977M2 | SQA Inspection | SQA | Inhouse-Gauges | 6 MONTH | 2025-12-02 | 2026-06-02 | OK |  |  | PAVI | Pavi | M&M | Automotive
222 | Active | SNG727/1 | SNAP GAUGE | 24.400/24.000 | * | * | NA | attribute | WPA814 | WPA814 | AL ASSEMBLY | M&M Plant | Inhouse-Gauges | 6 MONTH | 2025-11-26 | 2026-05-26 | OK |  | 2019-10-26 | PAVI | Pavi | M&M | Automotive
223 | Active | SNG276/03 | SNAP GAUGE | 55.970/55.924 | * | * | NA | attribute | SQA | SQA | SQA | SQA | Inhouse-Gauges | 6 MONTH | 2026-03-03 | 2026-09-03 | OK |  | 2026-03-03 | PAVI | Pavi |  | Automotive
224 | Active | SNG380/09 | SNAP GAUGE | 35.300/34.700 | * | * | NA | attribute | WP1009 | WP1009 | AL ASSEMBLY | M&M Plant | Inhouse-Gauges | 6 MONTH | 2025-11-16 | 2026-05-16 | DUE SOON |  |  | PAVI | Pavi | M&M | Automotive
225 | Active | SNG376/08 | SNAP GAUGE | 29.968/29.947 | * | * | NA | attribute | WP1030 | WP1030 | SQA | SQA | Inhouse-Gauges | 6 MONTH | 2026-02-13 | 2026-08-13 | OK |  | 2026-02-13 | PAVI | Pavi | SQA | Automotive
226 | Active | SNG377/01 | SNAP GAUGE | 11.900/12.100 | * | * | NA | attribute | WPA981 | WPA981 | RECEIVING INS | SQA | Inhouse-Gauges | 6 MONTH | 2025-11-11 | 2026-05-11 | OVER DUE |  |  | PAVI | Pavi |  | Automotive
227 | Active | SNG315/02 | SNAP GAUGE | 84.900/85.100 | * | * | NA | attribute | WPA772 | WPA772 | SQA Inspection | SQA | Inhouse-Gauges | 6 MONTH | 2026-02-21 | 2026-08-21 | OK |  | 2024-02-21 | PAVI | Pavi | M&M | Automotive
228 | Active | SNG0243/01 | SNAP GAUGE | 45.000/45.200 | * | * | NA | attribute | OP85M | OP85M | RECEIVING INS | SQA | Inhouse-Gauges | 6 MONTH | 2026-02-21 | 2026-08-21 | OK |  | 2024-02-21 | PAVI | Pavi |  | Automotive
229 | Active | SNG276/01 | SNAP GAUGE | 25.900/25.850 | * | * | NA | attribute | WPA890 | WPA890 | SQA Inspection | SQA | Inhouse-Gauges | 6 MONTH | 2025-11-19 | 2026-05-19 | DUE SOON |  | 2025-05-19 | PAVI | Pavi | M&M | Automotive
231 | Active | SNG003/20 | SNAP GAUGE | 19.800/19.750 | * | * | NA | attribute | WPA316 | WPA316 | RECEIVING INS | SQA | Inhouse-Gauges | 6 MONTH | 2026-02-08 | 2026-08-08 | OK |  |  | PAVI | Pavi |  | Automotive
232 | Active | SNG382/02 | SNAP GAUGE | 39.700/40.300 | * | * | NA | attribute | IFC977M2 | IFC977M2 | SQA Inspection | SQA | Inhouse-Gauges | 6 MONTH | 2025-12-03 | 2026-06-03 | OK |  | 2025-12-03 | PAVI | Pavi | M&M | Automotive
233 | Active | SNG180/03 | SNAP GAUGE | 30.400/30.800 | * | * | NA | attribute | WPA853S | WPA853S | RECEIVING INS | SQA | Inhouse-Gauges | 6 MONTH | 2026-02-10 | 2026-08-10 | OK |  | 2025-02-10 | PAVI | Pavi |  | Automotive
234 | Active | SNG135/1 | SNAP GAUGE | 5.100/5.088 | * | * | NA | attribute | WPA977 | WPA977 | SQA Inspection | SQA | Inhouse-Gauges | 1 MONTH | 2026-04-23 | 2026-05-23 | OK |  | 2026-02-23 | PAVI | Pavi | M&M | Automotive
235 | Active | SNG178/03 | SNAP GAUGE | 11.400/11.800 | * | * | NA | attribute | WPA853 | WPA853S | RECEIVING INS | SQA | Inhouse-Gauges | 6 MONTH | 2026-03-20 | 2026-09-20 | OK |  | 2023-03-20 | PAVI | Pavi |  | Automotive
236 | Active | SNG298/01 | SNAP GAUGE | 73.950/73.850 | * | * | NA | attribute | WPA903 | WPA903 | RECEIVING INS | SQA | Inhouse-Gauges | 6 MONTH | 2026-02-21 | 2026-08-21 | OK |  | 2023-08-21 | PAVI | Pavi |  | Automotive
237 | Active | SNG267/02 | SNAP GAUGE | 5.100/4.900 | * | * | NA | attribute | WPA807M | WPA807M | RECEIVING INS | SQA | Inhouse-Gauges | 6 MONTH | 2026-05-06 | 2026-11-06 | OK |  | 2024-05-06 | PAVI | Pavi |  | Automotive
238 | Active | SNG202/04 | SNAP GAUGE | 7.800/8.200 | * | * | NA | attribute | OP1021 | OP1021 | MSIL | MSIL Plant | Inhouse-Gauges | 6 MONTH | 2026-02-01 | 2026-08-01 | OK |  |  | PAVI | Gowri | MSIL | Automotive
239 | Active | SNG249/2 | SNAP GAUGE | 8.050/8.000 | * | * | NA | attribute | FP99 | FP99 | SQA | SQA | Inhouse-Gauges | 6 MONTH | 2026-05-10 | 2026-11-10 | OK |  | 2025-11-10 | PAVI | Pavi | Fuel Pump | Automotive
240 | Active | SNG006/3 | SNAP GAUGE | 58.470/58.396 | * | * | NA | attribute | WPA75 | WPA75 | RECEIVING INS | SQA | Inhouse-Gauges | 6 MONTH | 2025-12-26 | 2026-06-26 | OK |  | 2023-06-26 | PAVI | Pavi |  | Automotive
241 | Active | SNG226/01 | SNAP GAUGE | 5.000 / 4.700 | * | * | NA | attribute | WPA761 | WPA761 | RECEIVING INS | SQA | Inhouse-Gauges | 6 MONTH | 2025-11-21 | 2026-05-21 | DUE SOON |  | 2022-11-21 | PAVI | Pavi |  | Automotive
242 | Active | PG723/02 | PLUG GAUGE | 7.800 /8.200 | * | * | NA | attribute | IFC794M | IFC794M | RECEIVING INS | SQA | Inhouse-Gauges | 6 MONTH | 2026-05-14 | 2026-11-14 | OK |  | 2022-11-14 | PAVI | Pavi |  | Automotive
243 | Active | PG599/01 | PLUG GAUGE | 6.300/6.700 | * | * | NA | attribute | SQA | OP854 | SQA | SQA | Inhouse-Gauges | 6 MONTH | 2026-03-12 | 2026-09-12 | OK |  | 2023-03-12 | PAVI | Pavi | M&M | Automotive
244 | Active | PG650/06 | PLUG GAUGE | 15.800/16.200 | * | * | NA | attribute | OP1017 COVER | OP1017 COVER | RECEIVING INS | SQA | Inhouse-Gauges | 6 MONTH | 2026-02-12 | 2026-08-12 | OK |  | 2024-08-12 | PAVI | Pavi |  | Automotive
245 | Active | PG662/01 | PLUG GAUGE | 10.100/10.500 | * | * | NA | attribute | PDC | COMMON | RECEIVING INS | SQA | Inhouse-Gauges | 6 MONTH | 2026-01-14 | 2026-07-14 | OK |  | 2022-01-14 | PAVI | Pavi |  | Automotive
246 | Active | PG0396/01 | PLUG GAUGE | 15.800/15.900 | * | * | NA | attribute | OP800 | OP800 | RECEIVING INS | SQA | Inhouse-Gauges | 6 MONTH | 2026-03-05 | 2026-09-05 | OK |  | 2024-03-05 | PAVI | Pavi |  | Automotive
247 | Active | PG560/02 | PLUG GAUGE | 13.916/13.960 | * | * | NA | attribute | OP859 | OP859 | RECEIVING INS | SQA | Inhouse-Gauges | 6 MONTH | 2025-11-11 | 2026-05-11 | OVER DUE |  |  | PAVI | Pavi |  | Automotive
248 | Active | PG645/06 | PLUG GAUGE | 18.376/18.676 | * | * | NA | attribute | OP898 | OP898 | RECEIVING INS | SQA | Inhouse-Gauges | 6 MONTH | 2026-02-03 | 2026-08-03 | OK |  | 2023-08-03 | PAVI | Pavi |  | Automotive
249 | Active | PG129/3 | PLUG GAUGE | 15.830/16.530 | * | * | NA | attribute | WPA130.01 | WPA130 | RECEIVING INS | SQA | Inhouse-Gauges | 6 MONTH | 2025-11-22 | 2026-05-22 | DUE SOON |  | 2021-01-22 | PAVI | Pavi |  | Automotive
250 | Active | PG0417/005 | PLUG GAUGE | 8.000/8.100 | * | * | NA | attribute | OP898 | OP898 | RECEIVING INS | SQA | Inhouse-Gauges | 6 MONTH | 2025-11-19 | 2026-05-19 | DUE SOON |  | 2025-05-19 | PAVI | Pavi |  | Automotive
251 | Active | PG1014/01 | PLUG GAUGE | 3.600/3.800 | * | * | NA | attribute | WPA1022 | WPA1022 | SQA | SQA | Inhouse-Gauges | 6 MONTH | 2025-11-24 | 2026-05-24 | OK |  | 2022-05-24 | PAVI | Pavi | M&M | Automotive
252 | Active | BSG012/01 | BLUE SEATING GAUGE | 1.500X25° | * | * | NA | attribute | WPA981 | WPA981 | RECEIVING INS | SQA | Inhouse-Gauges | 6 MONTH | 2025-11-12 | 2026-05-12 | OVER DUE |  |  | PAVI | Pavi |  | Automotive
253 | Active | PG319/01 | PLUG GAUGE | 23.800/24.200 | * | * | NA | attribute | IFC977M2 | IFC-977 M2 | ASSY M2 | M&M Plant | Inhouse-Gauges | 6 MONTH | 2026-01-18 | 2026-07-18 | OK |  |  | PAVI | Pavi | M&M | Automotive
254 | Active | PG0084/26 | PLUG GAUGE | 14.000/14.027 | * | * | NA | ATTRIBUTE | OP761 | OP761 | ASSY | M&M Plant | Inhouse-Gauges | 1 MONTH | 2026-04-25 | 2026-05-25 | OK |  | 2025-02-25 | PAVI | Pavi | M&M | Automotive
255 | Active | DG0205/02 | DEPTH GAUGE | 67.000/67.150 | * | * | NA | attribute | OP761 | OP761 | ASSY | MSIL Plant | Inhouse-Gauges | 6 MONTH | 2026-01-26 | 2026-07-26 | OK |  | 2023-07-26 | PAVI | Gowri | MSIL | Automotive
256 | Active | PG484/09 | PLUG GAUGE | 9.250/9.450 | * | * | NA | attribute | IFC895M1BS6 | IFC895M1BS6 | ASSY | M&M Plant | Inhouse-Gauges | 6 MONTH | 2026-01-26 | 2026-07-26 | OK |  | 2026-01-26 | PAVI | Pavi | M&M | Automotive
257 | Active | DG0232/01 | DEPTH GAUGE | 3.950/4.150 | * | * | NA | attribute | OP800 | OP800 | RECEIVING INS | SQA | Inhouse-Gauges | 6 MONTH | 2026-02-07 | 2026-08-07 | OK |  |  | Pavi | Pavi |  | Automotive
258 | Active | SNG361/01 | SNAP GAUGE | 97.400/98.000 | * | * | NA | attribute | WPA975 | WPA975 | RECEIVING INS | SQA | Inhouse-Gauges | 6 MONTH | 2026-02-10 | 2026-08-10 | OK |  | 2024-08-10 | PAVI | Pavi |  | Automotive
259 | Active | RG052/01 | RING GAUGE | 70.825 | * | * | NA | attribute | OP772 | OP772 | SQA Inspection | SQA | Inhouse-Gauges | 6 MONTH | 2026-04-24 | 2026-10-24 | OK |  | 2021-10-24 | Pavi | Pavi | M&M | Automotive
260 | Active | HG168/01 | HEIGHT GAUGE | 53.5 | * | * | NA | attribute | SQA | SQA | SQA | SQA | Inhouse-Gauges | 6 MONTH | 2026-01-26 | 2026-07-26 | OK |  |  | PAVI | Pavi |  | Automotive
261 | Active | SPG620/05 | SPECIAL GAUGE | ROTER BORE DEPTH (13.035/13.055) | * | * | NA | attribute | OP906 | OP906 | RECIVING INS | SQA | Inhouse-Gauges | 6 MONTH | 2026-02-09 | 2026-08-09 | OK |  |  | PAVI | Pavi |  | Automotive
262 | Active | SM1005/01 | SETTING MASTER | 13.043 | * | * | NA | attribute | OP996 | OP996-01 | SQA Inspection | SQA | Inhouse-Gauges | 6 MONTH | 2026-02-09 | 2026-08-09 | OK |  |  | PAVI | Pavi | M&M | Automotive
263 | Active | DG1037/01 | DEPTH GAUGE | 36.660/36.760 | * | * | NA | attribute | SQA | SQA | RES | SQA | Inhouse-Gauges | 6 MONTH | 2026-01-24 | 2026-07-24 | OK |  | 2026-01-24 | PAVI | Pavi |  | Automotive
264 | Active | SPG1005/01 | SPECIAL GAUGE | 13.043 | * | * | NA | attribute | OP996 | OP996-01 | SQA Inspection | SQA | Inhouse-Gauges | 6 MONTH | 2026-02-09 | 2026-08-09 | OK |  |  | PAVI | Gowri | M&M | Automotive
265 | Active | DG1017/01 | DEPTH GAUGE | 4.000/4.300 | * | * | NA | attribute | OP1022 | OP1022 | RECEIVING INS | SQA | Inhouse-Gauges | 6 MONTH | 2025-11-24 | 2026-05-24 | OK |  | 2022-05-24 | PAVI | Pavi |  | Automotive
266 | Active | DG1018/01 | DEPTH GAUGE | 72.900/73.100 | * | * | NA | attribute | WPA1022 | WPA1022 | RECEIVING INS | SQA | Inhouse-Gauges | 6 MONTH | 2025-11-24 | 2026-05-24 | OK |  | 2022-05-24 | PAVI | Pavi |  | Automotive
267 | Active | PG565/01 | PLUG GAUGE | 36.500/36.525 | * | * | NA | ATTRIBUTE | OP859 | OP859 | RECEIVING INS | SQA | Inhouse-Gauges | 1 MONTH | 2026-04-16 | 2026-05-16 | DUE SOON |  |  | PAVI | Pavi | 2026-05-27 | Automotive
268 | Active | PG448/01 | PLUG GAUGE | 18.000/18.020 | * | * | NA | ATTRIBUTE | OP1017 COVER | OP1017 COVER | RECEIVING INS | SQA | Inhouse-Gauges | 1 MONTH | 2026-05-12 | 2026-06-12 | OK |  | 2025-04-12 | PAVI | Pavi |  | Automotive
269 | Active | PG0084/03 | PLUG GAUGE | 14.000/14.027 | * | * | NA | ATTRIBUTE | OP491 | OP491 | MSIL OP ASSY | MSIL Plant | Inhouse-Gauges | 1 MONTH | 2026-04-25 | 2026-05-25 | OK |  | 2025-12-25 | PAVI | Gowri | MSIL | Automotive
270 | Active | PG0423/005 | PLUG GAUGE | 15.200/15.400 | * | * | NA | attribute | COMMON | COMMON | RECEIVING INS | SQA | Inhouse-Gauges | 6 MONTH | 2026-02-15 | 2026-08-15 | OK |  |  | PAVI | Pavi |  | Automotive
271 | Active | PG0317/02 | PLUG GAUGE | 5.800/6.200 | * | * | NA | attribute | SQA | COMMON | RECEIVING INS | SQA | Inhouse-Gauges | 6 MONTH | 2026-03-12 | 2026-09-12 | OK |  | 2023-03-12 | PAVI | Pavi |  | Automotive
272 | Active | PG0468/01 | PLUG GAUGE | 8.300/8.350 | * | * | NA | attribute | WPA827 | WPA827 | RECEIVING INS | SQA | Inhouse-Gauges | 2 MONTH | 2026-03-22 | 2026-05-22 | DUE SOON |  | 2026-03-22 | PAVI | Pavi |  | Automotive
273 | Active | PG0270/06 | PLUG GAUGE | 11.000/11.027 | * | * | NA | attribute | SQA | SQA | SQA Inspection | SQA | Inhouse-Gauges | 1 MONTH | 2026-04-02 | 2026-05-02 | OVER DUE |  |  | PAVI | Pavi | SQA | Automotive
274 | Active | PG651/02 | PLUG GAUGE | 17.800/18.200 | * | * | NA | attribute | OP723 | OP723 | RECEIVING INS | SQA | Inhouse-Gauges | 6 MONTH | 2025-12-02 | 2026-06-02 | OK |  |  | PAVI | Pavi |  | Automotive
275 | Active | PG799/02 | PLUG GAUGE | 22.975/23.000 | * | * | NA | ATTRIBUTE | WPA977 | WPA977 | SQA Inspection | SQA | Inhouse-Gauges | 1 MONTH | 2026-05-15 | 2026-06-15 | OK |  | 2026-03-15 | PAVI | Pavi | M&M | Automotive
276 | Active | SLG056/8 | SLIP GAUGE | 3.100/3.300 | * | * | NA | attribute | WPA755 | WPP755 | RECIVINGS | SQA | Inhouse-Gauges | 6 MONTH | 2025-10-17 | 2026-04-17 | OVER DUE |  |  | PAVI | Pavi |  | Automotive
277 | Active | PG451/06 | PLUG GAUGE | 18.000/18.043 | * | * | NA | attribute | OP573 | OP573 | RECEIVING INS | SQA | Inhouse-Gauges | 6 MONTH | 2026-02-25 | 2026-08-25 | OK |  | 2026-08-25 | PAVI | Pavi |  | Automotive
278 | Active | DG899/01 | DEPTH GAUGE | 1.400/1.600 | * | * | NA | attribute | OP996 | OP996 | SQA Inspection | SQA | Inhouse-Gauges | 6 MONTH | 2026-02-17 | 2026-08-17 | OK |  |  | Pavi | Pavi | M&M | Automotive
279 | Active | SNG568/4 | SNAP GAUGE | 32.300/31.700 | * | * | NA | attribute | WPA899 | WPA899 | M&M | M&M Plant | Inhouse-Gauges | 6 MONTH | 2025-11-26 | 2026-05-26 | OK |  | 2023-11-26 | Pavi | Pavi | M&M | Automotive
280 | Active | PG790/03 | PLUG GAUGE | 26.950/26.970 | * | * | NA | ATTRIBUTE | WPA1017 | WP1017 | M&M | M&M Plant | Inhouse-Gauges | 1 MONTH | 2026-04-28 | 2026-09-28 | OK |  |  | PAVI | Pavi | M&M | Automotive
281 | Active | PG823/01 | PLUG GAUGE | 12.71 | * | * | NA | attribute | OP1017 | OP1017 | M&M | M&M Plant | Inhouse-Gauges | 6 MONTH | 2026-01-24 | 2026-07-24 | OK |  |  | PAVI | Pavi | M&M | Automotive
282 | Active | DG511/01 | DEPTH GAUGE | 1.600/1.800 | * | * | NA | attribute | WPA1017 | WP1017 | M&M | M&M Plant | Inhouse-Gauges | 6 MONTH | 2026-01-24 | 2026-07-24 | OK |  | 2024-01-24 | Pavi | Pavi | M&M | Automotive
283 | Active | HGM208/01 | HEIGHT GAUGE MASTER | 77 | * | * | NA | attribute | WPA1017 | WP1017 | M&M | M&M Plant | Inhouse-Gauges | 6 MONTH | 2026-01-24 | 2026-07-24 | OK |  |  | PAVI | Pavi | M&M | Automotive
284 | Active | CCG080/01 | CONCENTRICITY GAUGE | 50.000/40.500 | * | * | NA | attribute | OP1023 | OP1023 | M/C | M&M Plant | Inhouse-Gauges | 6 MONTH | 2025-11-27 | 2026-05-27 | OK |  |  |  | Pavi | Kohler | Automotive
285 | Active | BSG026/01 | BLUE SEATING GAUGE | 22.25±0.1 | * | * | NA | attribute | IFC895M1BS6 | IFC895M1BS6 | M&M AL M/C SHOP | M&M Plant | Inhouse-Gauges | 6 MONTH | 2025-12-03 | 2026-06-03 | OK |  |  | PAVI | Pavi | M&M | Automotive
286 | Active | PG398/2 | PLUG GAUGE | 7.970/7.985 | * | * | NA | attribute | IFC895M1 | IFC895M1 | M&M AL M/C SHOP | M&M Plant | Inhouse-Gauges | 1 MONTH | 2026-05-14 | 2026-06-14 | OK |  | 2026-03-14 | PAVI | Pavi | M&M | Automotive
287 | Active | SNG569/2 | SNAP GAUGE | 23.960/23.910 | * | * | NA | attribute | WPA899 | WPA899 | CI M/C SHOP | M&M Plant | Inhouse-Gauges | 1 MONTH | 2026-05-03 | 2026-06-03 | OK |  | 2024-11-03 | PAVI | Pavi | M&M | Automotive
288 | Active | DG909/01 | DEPTH GAUGE | 3.300/3.700 | * | * | NA | attribute | OP1023 | OP1023 | M/C | M&M Plant | Inhouse-Gauges | 6 MONTH | 2025-11-29 | 2026-05-29 | OK |  |  | PAVI | Pavi | Kohler | Automotive
289 | Active | SNG569/1 | SNAP GAUGE | 23.960/23.910 | * | * | NA | attribute | WPA899 | WPA899 | CI M/C SHOP | M&M Plant | Inhouse-Gauges | 1 MONTH | 2026-04-23 | 2026-05-23 | OK |  |  | PAVI | Pavi | M&M | Automotive
290 | Active | DG424/1 | DEPTH GAUGE | 19.800/20.200 | * | * | NA | attribute | WPA910 | WPA910 | CI M/C SHOP | M&M Plant | Inhouse-Gauges | 6 MONTH | 2026-02-26 | 2026-08-26 | OK |  | 2020-02-26 | SHARON | Pavi | M&M | Automotive
291 | Active | DG423/1 | DEPTH GAUGE | 22.000/21.800 | * | * | NA | attribute | WPA910 | WPA910 | CI M/C SHOP | M&M Plant | Inhouse-Gauges | 6 MONTH | 2026-02-26 | 2026-08-26 | OK |  | 2020-02-26 | SHARON | Pavi | M&M | Automotive
292 | Active | DG561/01 | DEPTH GAUGE | 43.650/43.950 | * | * | NA | attribute | OP1004M | OP1004M | M&M | M&M Plant | Inhouse-Gauges | 6 MONTH | 2026-03-10 | 2026-09-10 | OK |  | 2021-03-10 | SHARON | Pavi | M&M | Automotive
293 | Active | DI735 | DIAL INDICATOR | 0.001~1.000 mm | 0.001MM | MITUTOYO |  | ANALOG | OP806 | OP806 | ASSY | MSIL Plant | Inhouse-Instruments | 3 MONTH | 2026-05-17 | 2026-08-17 | OK |  | 2024-08-17 |  | Pavi | MSIL | Automotive
294 | Active | DG355/01 | DEPTH GAUGE | 11.800/12.200 | * | * | NA | attribute | IFC895M/C | IFC895M1BS6 | M&M AL M/C SHOP | M&M Plant | Inhouse-Gauges | 6 MONTH | 2025-11-20 | 2026-05-20 | DUE SOON |  | 2020-05-20 | PAVI | Pavi | M&M | Automotive
295 | Active | DG693/01 | DEPTH GAUGE | 55.400/55.800 | * | * | NA | attribute | IFC895M1BS6 | IFC895M1BS6 | M&M AL M/C SHOP | M&M Plant | Inhouse-Gauges | 6 MONTH | 2025-11-24 | 2026-05-24 | OK |  | 2025-11-24 | PAVI | Pavi | M&M | Automotive
296 | Active | DG457/2 | DEPTH GAUGE | 29.300/29.500 | * | * | NA | attribute | IFC895M1BS6 | IFC895M1BS6 | M&M AL M/C SHOP | M&M Plant | Inhouse-Gauges | 6 MONTH | 2026-02-28 | 2026-08-28 | OK |  | 2020-08-28 | PAVI | Pavi | M&M | Automotive
297 | Active | DG419/02 | DEPTH GAUGE | 10.400/10.800 | * | * | NA | attribute | IFC895M1BS6 | IFC895M1BS6 | ASSY | M&M Plant | Inhouse-Gauges | 6 MONTH | 2025-11-26 | 2026-05-26 | OK |  | 2023-11-26 | PAVI | Pavi | M&M | Automotive
298 | Active | PG0487/04 | PLUG GAUGE | 20.100/20.400 | * | * | NA | attribute | IFC895M1BS6 | IFC895M1BS6 | M&M AL M/C SHOP | M&M Plant | Inhouse-Gauges | 6 MONTH | 2025-11-22 | 2026-05-22 | DUE SOON |  | 2023-11-22 | PAVI | Pavi | M&M | Automotive
299 | Active | PG773/01 | PLUG GAUGE | 35.500/35.700 | * | * | NA | attribute | IFC895M1BS6 | IFC895M1BS6 | M&M AL M/C SHOP | M&M Plant | Inhouse-Gauges | 6 MONTH | 2025-11-24 | 2026-05-24 | OK |  | 2025-11-24 | PAVI | Pavi | M&M | Automotive
300 | Active | DG459/1 | DEPTH GAUGE | 7.400/7.500 | * | * | NA | attribute | IFC895M1BS6 | IFC895M1BS6 | M&M AL M/C SHOP | M&M Plant | Inhouse-Gauges | 6 MONTH | 2025-11-24 | 2026-05-24 | OK |  | 2019-11-24 | PAVI | Pavi | M&M | Automotive
301 | Active | PG0490/8 | PLUG GAUGE | 10.900/11.100 | * | * | NA | attribute | IFC895M1 | IFC895M1 | M&M AL M/C SHOP | M&M Plant | Inhouse-Gauges | 6 MONTH | 2026-02-06 | 2026-08-06 | OK |  | 2023-08-06 | PAVI | Pavi | M&M | Automotive
302 | Active | PG692/2 | PLUG GAUGE | 28.300/28.500 | * | * | NA | attribute | WPA939 | WPA939 | M&M AL M/C SHOP | M&M Plant | Inhouse-Gauges | 6 MONTH | 2026-03-20 | 2026-09-20 | OK |  | 2020-03-20 | PAVI | Pavi | M&M | Automotive
303 | Active | PG614/37 | PLUG GAUGE | 8.376/8.676 | * | * | NA | attribute | IFC895M1BS6 | IFC895M1BS6 | M&M AL M/C SHOP | M&M Plant | Inhouse-Gauges | 6 MONTH | 2026-02-06 | 2026-08-06 | OK |  | 2026-02-06 | PAVI | Pavi | M&M | Automotive
304 | Active | PG0484/6 | PLUG GAUGE | 9.250/9.450 | * | * | NA | attribute | IFC895M1BS6 | IFC895M1BS6 | M&M AL M/C SHOP | M&M Plant | Inhouse-Gauges | 6 MONTH | 2026-01-26 | 2026-07-26 | OK |  | 2024-01-26 | PAVI | Pavi | M&M | Automotive
305 | Active | PG613/75 | PLUG GAUGE | 6.647/6.912 | * | * | NA | attribute | OP772 | OP772 | ASSY | M&M Plant | Inhouse-Gauges | 6 MONTH | 2026-02-08 | 2026-08-08 | OK |  | 2024-08-08 | PAVI | Pavi | M&M | Automotive
306 | Active | PG613/16 | PLUG GAUGE | 6.647/6.912 | * | * | NA | attribute | OP772/890 | OP772/890 | AL ASSEMBLY | M&M Plant | Inhouse-Gauges | 6 MONTH | 2025-11-24 | 2026-05-24 | OK |  | 2020-11-24 | PAVI | Pavi | M&M | Automotive
307 | Active | PG0357/22 | PLUG GAUGE | 8.025/8.047 | * | * | NA | ATTRIBUTE | OP772/890 | OP772/890 | AL ASSEMBLY | M&M Plant | Inhouse-Gauges | 1 MONTH | 2026-05-10 | 2026-06-10 | OK |  | 2025-05-10 | PAVI | Pavi | M&M | Automotive
308 | Active | TPG028/01 | THREAD PLUG GAUGE | M20x1.5 6H | * | * | NA | attribute | M&M | M&M | M/C SHOP | M&M Plant | Inhouse-Gauges | 12 MONTH | 2025-03-16 | 2026-03-16 | OVER DUE |  |  | PAVI | Pavi | M&M | Automotive
309 | Active | DDI072 | DIGITALDIAL INDICATOR | 0.010mm | 0.01MM | YUZUKI |  | Digital | OP772 | OP772 | M/C SHOP | M&M Plant | Inhouse-Instruments | 6 MONTH | 2025-11-18 | 2026-05-18 | DUE SOON |  |  | PAVI | Pavi | M&M | Automotive
310 | Active | PG613/79 | PLUG GAUGE | 6.647/6.912 | * | * | NA | attribute | IFC895M1BS6 | IFC895M1BS6 | AL ASSEMBLY | M&M Plant | Inhouse-Gauges | 6 MONTH | 2025-12-01 | 2026-06-01 | OK |  |  | PAVI | Pavi | M&M | Automotive
311 | Active | TPG006/81 | THREAD PLUG GAUGE | M8X1.25-6H | * | * | NA | attribute | WPA971 | WPA971 | M&M | M&M Plant | Inhouse-Gauges | 2 MONTH | 2026-03-07 | 2026-05-07 | OVER DUE |  |  | Pavi | Pavi | M&M | Automotive
312 | Active | PG637/34 | PLUG GAUGE | 14.376/14.676 | * | * | NA | attribute | IFC977M2 | IFC-977 M2 | ASSY M2 | M&M Plant | Inhouse-Gauges | 6 MONTH | 2026-01-18 | 2026-07-18 | OK |  |  | PAVI | Pavi | M&M | Automotive
313 | Active | PG645/03 | PLUG GAUGE | 18.376/18.676 | * | * | NA | attribute | IFC895M1BS6 | IFC895M1BS6 | M&M AL M/C SHOP | M&M Plant | Inhouse-Gauges | 6 MONTH | 2026-02-28 | 2026-08-28 | OK |  | 2025-08-28 |  |  | M&M | Automotive
314 | Active | DG01/167 | DEPTH GAUGE | 10.100/10.300 | * | * | NA | attribute | WPA781 | WPA781 | RECEIVING INS | SQA | Inhouse-Gauges | 6 MONTH | 2026-02-07 | 2026-08-07 | OK |  |  | SHARON | Pavi |  | Automotive
315 | Active | DG393/02 | DEPTH GAUGE | 51.250/51.750 | * | * | NA | attribute | SQA | SQA | SQA | SQA | Inhouse-Gauges | 6 MONTH | 2025-11-28 | 2026-05-28 | OK |  |  | SHARON | Pavi |  | Automotive
316 | Active | DG707/01 | DEPTH GAUGE | 6.900/7.100 | * | * | NA | attribute | WPA1022 | WPA1022 | RECEIVING INS | SQA | Inhouse-Gauges | 6 MONTH | 2025-11-24 | 2026-05-24 | OK |  | 2022-05-24 | SHARON | Pavi |  | Automotive
318 | Active | DG134/01 | DEPTH GAUGE | 7.900/8.100 | * | * | NA | attribute | WP1017 | SQA | RECEIVING INS | SQA | Inhouse-Gauges | 6 MONTH | 2026-03-16 | 2026-09-16 | OK |  |  | SHARON | Pavi |  | Automotive
319 | Active | DG031/3 | DEPTH GAUGE | 6.400/6.600 | * | * | NA | attribute | OP491 | OP272 | SQA | MSIL Plant | Inhouse-Gauges | 6 MONTH | 2025-12-12 | 2026-06-12 | OK |  | 2025-06-12 | SHARON | Gowri | MSIL | Automotive
320 | Active | DG1016/01 | DEPTH GAUGE | 40.700/40.900 | * | * | NA | attribute | WPA1022 | WPA1022 | RECEIVING INS | SQA | Inhouse-Gauges | 6 MONTH | 2025-11-24 | 2026-05-24 | OK |  | 2022-05-24 | SHARON | Pavi |  | Automotive
321 | Active | DG902/01 | DEPTH GAUGE | 8.800/9.000 | * | * | NA | attribute | OP996 | OP996 | SQA Inspection | SQA | Inhouse-Gauges | 6 MONTH | 2026-02-17 | 2026-08-17 | OK |  |  | SHARON | Pavi | M&M | Automotive
322 | Active | DG306/01 | DEPTH GAUGE | 43.700/44.100 | * | * | NA | attribute | OP1017 COVER | OP1017 COVER | RECEIVING INS | SQA | Inhouse-Gauges | 6 MONTH | 2026-02-12 | 2026-08-12 | OK |  | 2023-08-12 | SHARON | Pavi |  | Automotive
323 | Active | DG0125/02 | DEPTH GAUGE | 77.800/78.200 | * | * | NA | attribute | WPA693 | WPA693 | RECEIVING INS | SQA | Inhouse-Gauges | 6 MONTH | 2026-02-06 | 2026-08-06 | OK |  | 2025-08-06 | SHARON | Pavi | Ford | Automotive
324 | Active | DG579/01 | DEPTH GAUGE | 7.000/7.500 | * | * | NA | attribute | SQA |  | SQA Inspection | SQA | Inhouse-Gauges | 6 MONTH | 2026-02-21 | 2026-08-21 | OK |  | 2026-02-21 | SHARON | Pavi | M&M | Automotive
325 | Active | PG659/1 | PLUG GAUGE | 38.800/39.100 | * | * | NA | attribute | OP905 | OP906 | RECEIVING INS | SQA | Inhouse-Gauges | 6 MONTH | 2026-05-13 | 2026-11-13 | OK |  | 2022-11-13 | SHARON | Pavi |  | Automotive
326 | Active | SM088 | SETTING MASTER | 13.04 | * | * | NA | attribute | OP906 | OP906 | SQA | SQA | Inhouse-Gauges | 6 MONTH | 2026-02-12 | 2026-08-12 | OK |  |  | SHARON | Pavi |  | Automotive
327 | Active | SM153/10 | SETTING MASTER | 3.900/4.100 | * | * | NA | attribute | OP772 | OP772 | SQA Inspection | SQA | Inhouse-Gauges | 6 MONTH | 2025-11-12 | 2026-05-12 | OVER DUE |  |  | SHARON | Pavi | M&M | Automotive
328 | Active | SPG141/03 | SPECIAL GAUGE | 41.025/41.087 | * | * | NA | attribute | OP585 | OP585-01 | RECIVING INS | SQA | Inhouse-Gauges | 6 MONTH | 2026-02-09 | 2026-08-09 | OK |  |  | SHARON | Pavi |  | Automotive
329 | Active | HG134/01 | HEIGHT GAUGE | 27 | * | * | NA | attribute | WPA895 | SQA | SQA Inspection | SQA | Inhouse-Gauges | 6 MONTH | 2026-01-13 | 2026-07-13 | OK |  |  | SHARON | Pavi | M&M | Automotive
330 | Active | SLG193/01 | SLIP GAUGE | 3.100/3.300 | * | * | NA | ATTRIBUTE | SQA | SQA | RECIVING INS | SQA | Inhouse-Gauges | 1 MONTH | 2026-04-20 | 2026-05-20 | DUE SOON |  | 2026-03-20 | SHARON | Pavi |  | Automotive
331 | Active | SPG652/01 | SPECIAL GAUGE | COVER PITCH GAUGE 38.00 | * | * | NA | attribute | OP1017 COVER | OP1017 COVER | RECEIVING INS | SQA | Inhouse-Gauges | 6 MONTH | 2026-02-12 | 2026-08-12 | OK |  |  | SHARON | Pavi |  | Automotive
332 | Active | SPG739/01 | SPECIAL GAUGE | BASE PLATE | * | * | NA | attribute | COMMON | SQA | RECEIVING INS | SQA | Inhouse-Gauges | 6 MONTH | 2026-02-24 | 2026-08-24 | OK |  |  | SHARON | Pavi |  | Automotive
333 | Active | SNG378/01 | SNAP GAUGE | 6.800/7.200 | * | * | NA | attribute | WPA981 | SQA | RECEIVING INS | SQA | Inhouse-Gauges | 6 MONTH | 2025-11-11 | 2026-05-11 | OVER DUE |  |  | SHARON | Pavi |  | Automotive
334 | Active | SLG194/01 | SLIP GAUGE | 1.300/1.440 | * | * | NA | attribute | SQA | SQA | RECIVING INS | SQA | Inhouse-Gauges | 6 MONTH | 2026-01-26 | 2026-07-26 | OK |  | 2024-07-26 | SHARON | Pavi |  | Automotive
335 | Active | BSG059 | BLUE SEATING GAUGE | Impeller angle | * | * | NA | attribute | WPA272 | SQA | RECEIVING INS | SQA | Inhouse-Gauges | 12 MONTH | 2026-03-31 | 2027-03-31 | OK |  |  | SHARON | Pavi |  | Automotive
336 | Active | SPG414/01 | SPECIAL GAUGE | 45º | * | * | NA | attribute | WPA827 | SQA | RECEIVING INS | SQA | Inhouse-Gauges | 3 MONTH | 2026-03-05 | 2026-06-05 | OK |  |  | SHARON | Pavi |  | Automotive
337 | Active | RG0020/01 | RING GAUGE | 62.400/62.250 | * | * | NA | attribute | WPA781 | WPA781 | RECEIVING INS | SQA | Inhouse-Gauges | 6 MONTH | 2026-01-04 | 2026-07-04 | OK |  | 2026-01-04 | SHARON | Pavi |  | Automotive
338 | Active | BSG021/01 | BLUE SEATING GAUGE | 15° | * | * | NA | attribute | WPA964 | WPA964 | RECEIVING INS | SQA | Inhouse-Gauges | 12 MONTH | 2025-05-28 | 2026-05-28 | OK |  |  | SHARON | Pavi |  | Automotive
338 | Active | SPG666/01 | SPECIAL GAUGE | 7.10±0.2 | * | * | NA | attribute | WPA85M | SQA | RECEIVING INS | SQA | Inhouse-Gauges | 6 MONTH | 2026-03-19 | 2026-06-19 | OK |  |  | SHARON | Pavi |  | Automotive
340 | Active | SM210/01 | SETTING MASTER | 15.9 | * | * | NA | attribute | WK991-02/WP IMPLLER | WK991-02/WP IMPLLER | RECEIVING INS | SQA | Inhouse-Gauges | 6 MONTH | 2026-01-13 | 2026-07-13 | OK |  |  | SHARON | Pavi |  | Automotive
341 | Active | SPG1004/01 | SPECIAL GAUGE | TOP BLACK | * | * | NA | attribute | IFC977M2 | IFC977M2 | SQA Inspection | SQA | Inhouse-Gauges | 6 MONTH | 2026-02-04 | 2026-08-04 | OK |  |  | SHARON | Pavi | M&M | Automotive
342 | Active | BSG024/01 | BLUE SEATING GAUGE | 45° | * | * | NA | attribute | WPA723N | WPA723N | RECEIVING INS | SQA | Inhouse-Gauges | 6 MONTH | 2025-11-27 | 2026-05-27 | OK |  | 2023-11-27 | SHARON | Pavi |  | Automotive
343 | Active | RG0027/01 | RING GAUGE | 62.634/61.634 | * | * | NA | attribute | OP877 | OP877 | RECEIVING INS | SQA | Inhouse-Gauges | 6 MONTH | 2026-03-07 | 2026-09-07 | OK |  |  | SHARON | Pavi |  | Automotive
344 | Active | PG0180/01 | PLUG GAUGE | 12.000/12.087 | * | * | NA | attribute | OP806 | OP806 | ASSY | MSIL Plant | Inhouse-Gauges | 6 MONTH | 2026-02-12 | 2026-08-12 | OK |  | 2026-02-12 | PAVI | Gowri |  | Automotive
345 | Active | PG0084/34 | PLUG GAUGE | 14.000/14.027 | * | * | NA | ATTRIBUTE | OP761 | OP761 | MSIL M/C SHOP | MSIL Plant | Inhouse-Gauges | 1 MONTH | 2026-05-14 | 2026-06-14 | OK |  | 2025-07-14 | PAVI | Gowri | MSIL | Automotive
346 | Active | SPG360/001 | SPECIAL GAUGE | Coverplate position gauge | * | * | NA | attribute | OP898 | OP898 | M/C SHOP | GM | Inhouse-Gauges | 6 MONTH | 2026-01-28 | 2026-07-28 | OK |  |  | Pavi | Pavi | GM | Automotive
347 | Active | SPG723/01 | SPECIAL GAUGE | WK794 H | * | * | NA | attribute | IFC794M | IFC794M | RECEIVING INS | SQA | Inhouse-Gauges | 3 MONTH | 2026-02-16 | 2026-05-16 | DUE SOON |  |  |  | Pavi |  | Automotive
348 | Active | DG0848/01 | DEPTH GAUGE | 8.300/8.500 | * | * | NA | attribute | OP898 | OP898 | M/C SHOP | GM | Inhouse-Gauges | 6 MONTH | 2026-02-20 | 2026-08-20 | OK |  |  | Pavi | Pavi | GM | Automotive
350 | Active | DG002/02 | DEPTH GAUGE | 16.000/17.000 | * | * | NA | attribute | OP898 | OP898 | M/C SHOP | GM | Inhouse-Gauges | 6 MONTH | 2026-05-13 | 2026-11-13 | OK |  | 2022-11-13 | Pavi | Pavi | GM | Automotive
351 | Active | PG0420/007 | PLUG GAUGE | 10.055/10.095 | * | * | NA | ATTRIBUTE | OP898 | OP898 | M/C SHOP | GM | Inhouse-Gauges | 1 MONTH | 2026-04-17 | 2026-05-17 | DUE SOON |  |  | Pavi | Pavi | GM | Automotive
352 | Active | TPG003/296 | THREAD PLUG GAUGE | M6X1-6H | * | * | NA | attribute | OP898 | OP898 | M/C SHOP | GM | Inhouse-Gauges | 2 MONTH | 2026-05-15 | 2026-07-15 | OK |  | 2026-01-15 | Pavi | Pavi | GM | Automotive
353 | Active | TPG006/190 | THREAD PLUG GAUGE | M8x1.25 6H | * | * | NA | attribute | WPA853 | WP853 | M/C SHOP | Ford | Inhouse-Gauges | 2 MONTH | 2026-03-16 | 2026-05-16 | DUE SOON |  |  | Pavi | Gowri | Ford | Automotive
354 | Active | PG668/90 | PLUG GAUGE | 4.917/5.153 | * | * | NA | attribute | OP898 | OP898 | ASSY | GM | Inhouse-Gauges | 6 MONTH | 2026-05-05 | 2026-11-05 | OK |  | 2025-11-05 | Pavi | Pavi | GM | Automotive
355 | Active | PG0348/05 | PLUG GAUGE | 15.900/15.918 | * | * | NA | ATTRIBUTE | OP806 | OP806 | TML OP M/C SHOP | MSIL Plant | Inhouse-Gauges | 1 MONTH | 2026-04-25 | 2026-05-25 | OK |  | 2026-04-25 |  | Gowri | MSIL | Automotive
356 | Active | SPG342/01 | SPECIAL GAUGE | 3.900/4.100 | * | * | NA | attribute | OP772 | OP772 | SQA Inspection | SQA | Inhouse-Gauges | 6 MONTH | 2025-12-12 | 2026-06-12 | OK |  | 2023-06-12 | SHARON | Pavi | M&M | Automotive
357 | Active | SPG357/001 | SPECIAL GAUGE | 44.81 | * | * | NA | attribute | OP898 | OP898 | RECEIVING INS | SQA | Inhouse-Gauges | 6 MONTH | 2026-02-28 | 2026-08-28 | OK |  |  | SHARON | Pavi |  | Automotive
358 | Active | DG0251/01 | DEPTH GAUGE | 3.300/3.500 | * | * | NA | attribute | IFC794M | IFC794M | RECEIVING INS | SQA | Inhouse-Gauges | 6 MONTH | 2026-05-07 | 2026-11-07 | OK |  |  | SHARON | Pavi |  | Automotive
359 | Active | SM141/03 | SETTING MASTER | 13.56 | * | * | NA | attribute | SQA | SQA | RECIVING INS | SQA | Inhouse-Gauges | 6 MONTH | 2026-02-09 | 2026-08-09 | OK |  |  | SHARON | Pavi |  | Automotive
360 | Active | DG386/02 | DEPTH GAUGE | 25.200/25.800 | * | * | NA | attribute | WPA854 | WPA854 | RECEIVING INS | SQA | Inhouse-Gauges | 6 MONTH | 2025-12-12 | 2026-06-12 | OK |  | 2023-12-12 | SHARON | Pavi |  | Automotive
361 | Active | DG0285/01 | DEPTH GAUGE | 8.900/9.100 | * | * | NA | attribute | COMMON | COMMON | RECEIVING INS | SQA | Inhouse-Gauges | 6 MONTH | 2025-11-25 | 2026-05-25 | OK |  | 2022-11-25 | SHARON | Pavi |  | Automotive
362 | Active | DG0250/001 | DEPTH GAUGE | 1.900/2.100 | * | * | NA | attribute | OP898 | OP809 | RECEIVING INS | SQA | Inhouse-Gauges | 6 MONTH | 2025-11-21 | 2026-05-21 | DUE SOON |  | 2024-05-21 | SHARON | Pavi |  | Automotive
363 | Active | DG377/02 | DEPTH GAUGE | 10.850/11.150 | * | * | NA | attribute | WPA851 | SQA | RECEIVING INS | SQA | Inhouse-Gauges | 6 MONTH | 2026-03-08 | 2026-09-08 | OK |  | 2023-03-08 | SHARON | Pavi |  | Automotive
364 | Active | SM135/01 | SETTING MASTER | 12.400/12.600 | * | * | NA | attribute | WPA981 | SQA | RECEIVING INS | SQA | Inhouse-Gauges | 6 MONTH | 2025-12-11 | 2026-06-11 | OK |  |  | SHARON | Pavi |  | Automotive
365 | Active | DG0269/02 | DEPTH GAUGE | 21.400/21.600 | * | * | NA | attribute | WPA814 | WPA814 | RECEIVING INS | SQA | Inhouse-Gauges | 6 MONTH | 2026-05-10 | 2026-11-10 | OK |  | 2023-05-10 | SHARON | Pavi |  | Automotive
366 | Active | DG889/03 | DEPTH GAUGE | 1.500/1.600 | * | * | NA | attribute | SQA | SQA | RECIVING INS | SQA | Inhouse-Gauges | 6 MONTH | 2026-04-10 | 2026-10-10 | OK |  | 2026-04-10 | SHARON | Pavi |  | Automotive
367 | Active | DG0129/02 | DEPTH GAUGE | 7.297/7.697 | * | * | NA | attribute | WK693 | SQA | RECEIVING INS | SQA | Inhouse-Gauges | 6 MONTH | 2025-12-22 | 2026-06-22 | OK |  | 2023-06-22 | SHARON | Pavi |  | Automotive
368 | Active | DG354/02 | DEPTH GAUGE | 53.000/53.300 | * | * | NA | attribute | OP977 | OP977 | SQA Inspection | SQA | Inhouse-Gauges | 6 MONTH | 2026-03-04 | 2026-09-04 | OK |  | 2026-03-04 | SHARON | Pavi | M&M | Automotive
369 | Active | DG354/04 | DEPTH GAUGE | 3.800/4.200 | * | * | NA | attribute | WPA851 | WPA851 | RECEIVING INS | SQA | Inhouse-Gauges | 6 MONTH | 2026-05-07 | 2026-11-07 | OK |  |  | SHARON | Pavi |  | Automotive
369 | Active | DG376/02 | DEPTH GAUGE | 53.000/53.300 | * | * | NA | attribute | IFC895M1BS6 | IFC895M1BS6 | M/C SHOP | M&M Plant | Inhouse-Gauges | 6 MONTH | 2026-02-28 | 2026-08-28 | OK |  |  | SHARON | Pavi | M&M | Automotive
370 | Active | DG397/01 | DEPTH GAUGE | 1.44±0.180 | * | * | NA | attribute | OP851 | OP851 | RECEIVING INS | SQA | Inhouse-Gauges | 6 MONTH | 2026-05-07 | 2026-11-07 | OK |  |  | SHARON | Pavi | SQA | Automotive
371 | Active | DG164/03 | DEPTH GAUGE | 5.900/6.100 | * | * | NA | attribute | WP851 | COMMON | RECEIVING INS | SQA | Inhouse-Gauges | 6 MONTH | 2026-03-10 | 2026-09-10 | OK |  | 2024-03-10 | SHARON | Pavi |  | Automotive
372 | Active | DG1035/04 | DEPTH GAUGE | 7.000/7.100 | * | * | NA | attribute | OP1010 | OP1010 | SQA | MSIL Plant | Inhouse-Gauges | 6 MONTH | 2026-04-22 | 2026-10-22 | OK |  | 2026-04-22 | SHARON | Gowri | MSIL | Automotive
372 | Active | DG1035/02 | DEPTH GAUGE | 7.000/7.100 | * | * | NA | attribute | OP1010 | OP1010 |  | MSIL Plant | Inhouse-Gauges | 6 MONTH | 2026-04-22 | 2026-10-22 | OK |  | 2026-04-22 | SHARON | Gowri | MSIL | Automotive
373 | Active | DG578/02 | DEPTH GAUGE | 4.000/4.500 | * | * | NA | attribute | WPA938M1 | WPA938M1 | SQA Inspection | SQA | Inhouse-Gauges | 6 MONTH | 2026-02-07 | 2026-08-07 | OK |  |  | SHARON | Pavi | M&M | Automotive
374 | Active | DG0233/01 | DEPTH GAUGE | 3.250/3.450 | * | * | NA | attribute | OP800 | OP800 | SQA | SQA | Inhouse-Gauges | 6 MONTH | 2025-11-22 | 2026-05-22 | DUE SOON |  | 2025-05-22 | SHARON | Pavi |  | Automotive
375 | Active | DG443/1 | DEPTH GAUGE | 30.100/30.700 | * | * | NA | attribute | OP877 | OP877 | RECEIVING INS | SQA | Inhouse-Gauges | 6 MONTH | 2026-03-10 | 2026-09-10 | OK |  | 2024-03-10 | SHARON | Pavi |  | Automotive
376 | Active | DG473/01 | DEPTH GAUGE | 20.500/20.700 | * | * | NA | attribute | OP906 | OP906-01 | SQA | Fuel Pump | Inhouse-Gauges | 6 MONTH | 2026-01-27 | 2026-07-27 | OK |  | 2026-01-27 | SHARON | Gowri | Fuel Pump | Automotive
377 | Active | DG444/1 | DEPTH GAUGE | 27.700/28.300 | * | * | NA | attribute | OP887 | OP877 | RECEIVING INS | SQA | Inhouse-Gauges | 6 MONTH | 2026-03-08 | 2026-09-08 | OK |  | 2023-09-08 | SHARON | Pavi |  | Automotive
378 | Active | SPG688/01 | SPECIAL GAUGE | 28.6 | * | * | NA | attribute | OP859 | OP859 | SQA | SQA | Inhouse-Gauges | 3 MONTH | 2026-03-12 | 2026-06-12 | OK |  |  | SHARON | Pavi |  | Automotive
379 | Active | SPG740/01 | SPECIAL GAUGE | POSITION | * | * | NA | attribute | SQA | SQA | SQA | SQA | Inhouse-Gauges | 6 MONTH | 2025-12-28 | 2026-06-28 | OK |  |  | SHARON | Pavi |  | Automotive
380 | Active | DG378/01 | DEPTH GAUGE | 4.900/5.100 | * | * | NA | attribute | OP989 | OP989 | RECEIVING INS | SQA | Inhouse-Gauges | 6 MONTH | 2026-01-18 | 2026-07-18 | OK |  |  | SHARON | Pavi |  | Automotive
381 | Active | DG0048/4 | DEPTH GAUGE | 12.400/12.600 | * | * | NA | attribute | WPA427 | WPA427 | RECEIVING INS | SQA | Inhouse-Gauges | 6 MONTH | 2026-02-19 | 2026-08-19 | OK |  | 2026-02-19 | SHARON | Pavi |  | Automotive
382 | Active | PG0411/003 | PLUG GAUGE | 5.500/6.600 | * | * | NA | attribute | OP898 | OP898 | GM | GM | Inhouse-Gauges | 6 MONTH | 2026-05-15 | 2026-11-15 | OK |  | 2025-11-15 | PAV | Pavi | GM | Automotive
383 | Active | PG0417/001 | PLUG GAUGE | 8.000/8.100 | * | * | NA | attribute | OP809 | OP890 | GM | GM | Inhouse-Gauges | 6 MONTH | 2025-11-17 | 2026-05-17 | DUE SOON |  |  |  | Pavi | GM | Automotive
384 | Active | PG0415/02 | PLUG GAUGE | 10.800/11.200 | * | * | NA | attribute | OP809 | OP898 | M/C SHOP | GM | Inhouse-Gauges | 6 MONTH | 2025-11-16 | 2026-05-16 | DUE SOON |  |  |  | Pavi | GM | Automotive
385 | Active | PG415/06 | PLUG GAUGE | 10.800/11.200 | * | * | NA | attribute | WPA1023 | WP1023 | M&M | M&M Plant | Inhouse-Gauges | 6 MONTH | 2025-11-29 | 2026-05-29 | OK |  |  |  | Pavi | M&M | Automotive
386 | Active | PG495/05 | PLUG GAUGE | 13.800/14.200 | * | * | NA | attribute | OP898 | OP898 | ASSY | GM | Inhouse-Gauges | 6 MONTH | 2025-12-05 | 2026-06-05 | OK |  | 2025-12-05 |  | Pavi | GM | Automotive
387 | Active | PG750/03 | PLUG GAUGE | 16.376/16.676 | * | * | NA | attribute | OP898 | OP898 | M/C SHOP | GM | Inhouse-Gauges | 6 MONTH | 2025-12-10 | 2026-06-10 | OK |  | 2022-12-10 | PAVI | Pavi | GM | Automotive
388 | Active | PG749/01 | PLUG GAUGE | 12.376/12.676 | * | * | NA | attribute | OP809 | OP898 | M/C SHOP | GM | Inhouse-Gauges | 6 MONTH | 2025-12-10 | 2026-06-10 | OK |  | 2022-12-10 | PAVI | Pavi | GM | Automotive
389 | Active | PG0425/007 | PLUG GAUGE | 18.032/18.050 | * | * | NA | ATTRIBUTE | OP898 | OP898 | M/C SHOP | GM | Inhouse-Gauges | 1 MONTH | 2026-05-04 | 2026-06-04 | OK |  | 2026-03-04 | PAVI | Gowri | GM | Automotive
390 | Active | SPG364/03 | SPECIAL GAUGE | 18.3 | * | * | NA | attribute | OP898 | OP898 | M/C SHOP | GM | Inhouse-Gauges | 6 MONTH | 2025-11-05 | 2026-05-05 | OVER DUE |  |  | Pavi | Pavi | GM | Automotive
391 | Active | SPG362/03 | SPECIAL GAUGE | 16.3 | * | * | NA | attribute | OP898 | OP898 | M/C SHOP | GM | Inhouse-Gauges | 6 MONTH | 2026-03-24 | 2026-09-24 | OK |  |  | Pavi | Pavi | GM | Automotive
392 | Active | SPG363/06 | SPECIAL GAUGE | 12.3 | * | * | NA | attribute | OP898 | OP898 | M/C SHOP | GM | Inhouse-Gauges | 6 MONTH | 2026-01-12 | 2026-07-12 | OK |  |  | Pavi | Pavi | GM | Automotive
393 | Active | DG0242/003 | DEPTH GAUGE | 1.350/1.650 | * | * | NA | attribute | OP898 | OP898 | M/C SHOP | GM | Inhouse-Gauges | 6 MONTH | 2026-05-15 | 2026-11-15 | OK |  | 2025-05-15 | Pavi | Pavi | GM | Automotive
394 | Active | DG0244/04 | DEPTH GAUGE | 51.250/51.750 | * | * | NA | attribute | OP898 | OP898 | M/C SHOP | GM | Inhouse-Gauges | 6 MONTH | 2026-01-20 | 2026-07-20 | OK |  | 2019-01-20 | Pavi | Pavi | GM | Automotive
395 | Active | SPG927 | SPECIAL GAUGE | 14.2 | * | * | NA | attribute | OP898 | OP898 | GM | GM | Inhouse-Gauges | 6 MONTH | 2026-03-14 | 2026-09-14 | OK |  |  | Pavi | Pavi | GM | Automotive
396 | Active | PG0348/04 | PLUG GAUGE | 15.900/15.918 | * | * | NA | attribute | WPA723 | WPA723 | TML OP M/C SHOP | MSIL Plant | Inhouse-Gauges | 1 MONTH | 2026-04-21 | 2026-05-21 | DUE SOON |  | 2025-07-21 | PAVI | Gowri | MSIL | Automotive
397 | Active | PG897/02 | PLUG GAUGE | 38.198/38.215 | * | * | NA | ATTRIBUTE | OP1007 | OP1007 | M/C SHOP | MSIL Plant | Inhouse-Gauges | 1 MONTH | 2026-04-28 | 2026-05-28 | OK |  |  | Pavi | Gowri | VST | Automotive
398 | Active | PG897/01 | PLUG GAUGE | 38.198/38.215 | * | * | NA | ATTRIBUTE | OP1007 | OP1007 | M/C SHOP | MSIL Plant | Inhouse-Gauges | 1 MONTH | 2026-04-28 | 2026-05-28 | OK |  |  | PAVI | Gowri | VST | Automotive
399 | Active | PG668/03 | PLUG GAUGE | 13.016/13.036 | * | * | NA | ATTRIBUTE | OP1007 | OP1007 | M/C SHOP | MSIL Plant | Inhouse-Gauges | 1 MONTH | 2026-04-11 | 2026-05-11 | OVER DUE |  |  | Pavi | Gowri | VST | Automotive
400 | Active | PG666/9 | PLUG GAUGE | 8.800/9.200 | * | * | NA | attribute | OP1007 | OP1007 | MC SHOP | MSIL Plant | Inhouse-Gauges | 6 MONTH | 2026-03-19 | 2026-09-19 | OK |  | 2026-03-19 |  | Gowri | VST | Automotive
401 | Active | PG679/01 | PLUG GAUGE | 2.400/2.600 | * | * | NA | attribute | OP1007 | OP1007 | M/C SHOP | MSIL Plant | Inhouse-Gauges | 6 MONTH | 2026-03-11 | 2026-09-11 | OK |  |  | Pavi | Gowri | VST | Automotive
402 | Active | PG673/01 | PLUG GAUGE | 5.400/5.600 | * | * | NA | attribute | OP1007 | OP1007 | MC SHOP | MSIL Plant | Inhouse-Gauges | 6 MONTH | 2026-03-19 | 2026-09-19 | OK |  | 2026-03-19 | Pavi | Gowri | VST | Automotive
403 | Active | PG400/01 | PLUG GAUGE | 11.800/12.200 | * | * | NA | attribute | OP1007 | OP1007 | M/C SHOP | MSIL Plant | Inhouse-Gauges | 6 MONTH | 2026-03-11 | 2026-09-11 | OK |  |  | Pavi | Gowri | VST | Automotive
404 | Active | PG486/02 | PLUG GAUGE | 18.800/19.200 | * | * | NA | attribute | OP1007 | OP1007 | M/C SHOP | MSIL Plant | Inhouse-Gauges | 6 MONTH | 2026-03-11 | 2026-09-11 | OK |  | 2025-09-11 | PAVI | Gowri | VST | Automotive
405 | Active | PG700/01 | PLUG GAUGE | 9.950/9.650 | * | * | NA | attribute | OP1007 | OP1007 | M/C SHOP | MSIL Plant | Inhouse-Gauges | 6 MONTH | 2026-03-11 | 2026-09-11 | OK |  |  | Pavi | Gowri | VST | Automotive
406 | Active | PG666/4 | PLUG GAUGE | 8.800Ø22/9.200 | * | * | NA | attribute | OP1007 | OP1007 | M/C SHOP | MSIL Plant | Inhouse-Gauges | 6 MONTH | 2026-03-11 | 2026-09-11 | OK |  |  | Pavi | Gowri | VST | Automotive
407 | Active | PG667/02 | PLUG GAUGE | 10.096/10.116 | * | * | NA | attribute | OP1007 | OP1007 | M/C SHOP | MSIL Plant | Inhouse-Gauges | 6 MONTH | 2026-03-11 | 2026-09-11 | OK |  | 2023-09-11 | PAVI | Gowri | VST | Automotive
408 | Active | PG660/01 | PLUG GAUGE | 12.820/12.838 | * | * | NA | attribute | OP1007 | OP1007 | M/C SHOP | MSIL Plant | Inhouse-Gauges | 1 MONTH | 2026-04-28 | 2026-05-28 | OK |  |  | PAVI | Gowri | VST | Automotive
409 | Active | PG651/04 | PLUG GAUGE | 17.800/18.200 | * | * | NA | attribute | OP1007 | OP1007 | MC SHOP | MSIL PLANT | Inhouse-Gauges | 6 MONTH | 2025-12-02 | 2026-06-02 | OK |  |  | LAKSMI | Gowri | MSIL | Automotive
409 | Active | PG651/03 | PLUG GAUGE | 17.800/18.200 | * | * | NA | attribute | OP1007 | OP1007 | MC SHOP | MSIL PLANT | Inhouse-Gauges | 6 MONTH | 2025-12-02 | 2026-06-02 | OK |  |  | LAKSMI | Gowri | MSIL | Automotive
410 | Active | TPG006/195 | THREAD PLUG GAUGE | M8x1.25- 6H | * | * | NA | attribute | OP1016 | OP1016 | M/C SHOP | MSIL Plant | Inhouse-Gauges | 2 MONTH | 2026-04-01 | 2026-06-01 | OK |  |  | LAKSMI | Gowri | MSIL | Automotive
411 | Active | DG301/01 | DEPTH GAUGE | 37.250/36.750 | * | * | NA | attribute | OP1007 | OP1007 | M/C SHOP | MSIL Plant | Inhouse-Gauges | 6 MONTH | 2026-03-11 | 2026-09-11 | OK |  |  | Pavi | Gowri | VST | Automotive
412 | Active | SNG291/2 | SNAP GAUGE | 9.540/9.600 | * | * | NA | attribute | FP85 | FP | ASSY-01 | Fuel Pump | Inhouse-Gauges | 2 MONTH | 2026-05-13 | 2026-07-13 | OK |  | 2024-09-13 | PAVI | Gowri | Fuel Pump | Automotive
413 | Active | SNG251/02 | SNAP GAUGE | 10.950/10.900 | * | * | NA | attribute | FP | FP | ASSY-01 | Fuel Pump | Inhouse-Gauges | 2 MONTH | 2026-04-21 | 2026-06-21 | OK |  | 2025-05-21 | Pavi | Gowri | Fuel Pump | Automotive
414 | Active | SNG250/02 | SNAP GAUGE | 9.950/9.900 | * | * | NA | attribute | FP | FP | ASSY-01 | Fuel Pump | Inhouse-Gauges | 1 MONTH | 2026-04-21 | 2026-05-21 | DUE SOON |  | 2025-07-21 | Pavi | Gowri | Fuel Pump | Automotive
415 | Active | SNG212/01 | SNAP GAUGE | 7.850/7.790 | * | * | NA | attribute | FP99 | FP | ASSY-01 | Fuel Pump | Inhouse-Gauges | 2 MONTH | 2026-05-13 | 2026-06-13 | OK |  | 2023-05-13 | PAVI | Gowri | Fuel Pump | Automotive
416 | Active | SNG215 | SNAP GAUGE | 7.990/7.930 | * | * | NA | attribute | FP99 | FP | ASSY-01 | Fuel Pump | Inhouse-Gauges | 2 MONTH | 2026-05-13 | 2026-06-13 | OK |  | 2023-11-13 | PAVI | Gowri | Fuel Pump | Automotive
417 | Active | PG0472/01 | PLUG GAUGE | 3.100/3.300 | * | * | NA | attribute | FP | FP | FP RECEIVING | Fuel Pump | Inhouse-Gauges | 6 MONTH | 2026-01-09 | 2026-07-09 | OK |  |  | PAVI | Gowri | Fuel Pump | Automotive
418 | Active | PG0471/01 | PLUG GAUGE | 8.000/8.400 | * | * | NA | attribute | FP | FP | ASSY-01 | Fuel Pump | Inhouse-Gauges | 6 MONTH | 2026-01-25 | 2026-07-25 | OK |  | 2026-01-25 | PAVI | Gowri | Fuel Pump | Automotive
419 | Active | PG232/34 | PLUG GAUGE | 10.000/10.022 | * | * | NA | attribute | FP | FP | ASSY | Fuel Pump | Inhouse-Gauges | 1 MONTH | 2026-04-21 | 2026-05-21 | DUE SOON |  | 2026-02-21 | Pavi | Gowri | Fuel Pump | Automotive
420 | Active | PG519/02 | PLUG GAUGE | 6.150/6.200 | * | * | NA | ATTRIBUTE | FP | FP | ASSY-01 | Fuel Pump | Inhouse-Gauges | 1 MONTH | 2026-04-21 | 2026-05-21 | DUE SOON |  | 2026-01-21 | PAVI | Gowri | Fuel Pump | Automotive
421 | Active | PG0279/08 | PLUG GAUGE | 5.990/6.000 | * | * | NA | ATTRIBUTE | FP | FP | ASSY-01 | Fuel Pump | Inhouse-Gauges | 1 MONTH | 2026-04-21 | 2026-05-21 | DUE SOON |  | 2025-06-21 |  | Gowri | Fuel Pump | Automotive
422 | Active | PG0270/13 | PLUG GAUGE | 11.000/11.027 | * | * | NA | ATTRIBUTE | FP | FP | ASSY-01 | Fuel Pump | Inhouse-Gauges | 1 MONTH | 2026-04-21 | 2026-05-21 | DUE SOON |  | 2025-11-21 | PAVI | Gowri | Fuel Pump | Automotive
423 | Active | PG0475/01 | PLUG GAUGE | 4.600/4.700 | * | * | NA | ATTRIBUTE | FP | FP | ASSY | Fuel Pump | Inhouse-Gauges | 6 MONTH | 2026-03-26 | 2026-09-26 | OK |  | 2026-03-26 | Pavi | Gowri | Fuel Pump | Automotive
424 | Active | PG0118/06 | PLUG GAUGE | 8.300/8.700 | * | * | NA | ATTRIBUTE | FP | FP | ASSY | Fuel Pump | Inhouse-Gauges | 1 MONTH | 2026-04-21 | 2026-05-21 | DUE SOON |  | 2026-03-21 | Pavi | Gowri | Fuel Pump | Automotive
425 | Active | PG666/3 | PLUG GAUGE | 8.800/9.200 | * | * | NA | attribute | FP | FP | ASSY-01 | Fuel Pump | Inhouse-Gauges | 6 MONTH | 2026-05-10 | 2026-11-10 | OK |  | 2023-11-10 | PAVI | Gowri | Fuel Pump | Automotive
426 | Active | SNG292/2 | SNAP GAUGE | 9.430/9.550 | * | * | NA | attribute | FP | FP | ASSY-01 | Fuel Pump | Inhouse-Gauges | 6 MONTH | 2025-11-20 | 2026-05-20 | DUE SOON |  | 2019-10-20 | PAVI | Gowri | Fuel Pump | Automotive
427 | Active | DG467/02 | DEPTH GAUGE | 27.500/29.500 | * | * | NA | attribute | FP | FP | ASSY-01 | Fuel Pump | Inhouse-Gauges | 6 MONTH | 2026-03-03 | 2026-09-03 | OK |  | 2019-03-03 | Pavi | Gowri | Fuel Pump | Automotive
428 | Active | DG467/01 | DEPTH GAUGE | 27.500/27.900 | * | * | NA | attribute | FP89 | FP | ASSY-01 | Fuel Pump | Inhouse-Gauges | 6 MONTH | 2026-03-03 | 2026-09-03 | OK |  | 2024-09-03 | Pavi | Gowri | Fuel Pump | Automotive
429 | Active | TPG010/13 | THREAD PLUG GAUGE | M14X1.5-6H | * | * | NA | ATTRIBUTE | FP | FP | ASSY | Fuel Pump | Inhouse-Gauges | 1 MONTH | 2026-04-21 | 2026-05-21 | DUE SOON |  |  | Pavi | Gowri | Fuel Pump | Automotive
430 | Active | TPG007/23 | THREAD PLUG GAUGE | M10X1-6H | * | * | NA | attribute | FP | FP | ASSY | Fuel Pump | Inhouse-Gauges | 6 MONTH | 2026-01-20 | 2026-07-20 | OK |  |  | Pavi | Gowri | Fuel Pump | Automotive
431 | Active | TPG034/11 | THREAD PLUG GAUGE | M12X1.5-6H | * | * | NA | attribute | FP | FP | ASSY | Fuel Pump | Inhouse-Gauges | 6 MONTH | 2026-01-20 | 2026-07-20 | OK |  |  | Pavi | Gowri | Fuel Pump | Automotive
432 | Active | TPG007/25 | THREAD PLUG GAUGE | M10X1-6H | * | * | NA | attribute | FP | FP | ASSY | Fuel Pump | Inhouse-Gauges | 6 MONTH | 2026-01-20 | 2026-07-20 | OK |  |  | Pavi | Gowri | Fuel Pump | Automotive
433 | Active | TPG004/25 | THREAD PLUG GAUGE | M10X1-6H | * | * | NA | attribute | FP | FP | ASSY | Fuel Pump | Inhouse-Gauges | 2 MONTH | 2026-04-07 | 2026-06-07 | OK |  |  | PAVI | Gowri | Fuel Pump | Automotive
434 | Active | TPG007/20 | THREAD PLUG GAUGE | M10X1-6H | * | * | NA | attribute | FP | FP | ASSY | Fuel Pump | Inhouse-Gauges | 6 MONTH | 2026-01-20 | 2026-07-20 | OK |  |  | Pavi | Gowri | Fuel Pump | Automotive
435 | Active | TPG034/07 | THREAD PLUG GAUGE | M12X1.5-6H | * | * | NA | attribute | FP | FP | ASSY | Fuel Pump | Inhouse-Gauges | 6 MONTH | 2026-01-20 | 2026-07-20 | OK |  |  | Pavi | Gowri | Fuel Pump | Automotive
436 | Active | TPG002/26 | THREAD PLUG GAUGE | M5-6H | * | * | NA | attribute | FP | FP | ASSY | Fuel Pump | Inhouse-Gauges | 6 MONTH | 2026-01-20 | 2026-07-20 | OK |  |  | Pavi | Gowri | Fuel Pump | Automotive
437 | Active | TPG034/10 | THREAD PLUG GAUGE | M14X1.5-6H | * | * | NA | attribute | FP | FP | ASSY | Fuel Pump | Inhouse-Gauges | 6 MONTH | 2026-01-20 | 2026-07-20 | OK |  |  | Pavi | Gowri | Fuel Pump | Automotive
438 | Active | TPG004/24 | THREAD PLUG GAUGE | M10X1-6H | * | * | NA | attribute | FP | FP | ASSY | Fuel Pump | Inhouse-Gauges | 6 MONTH | 2026-04-07 | 2026-10-07 | OK |  |  | PAVI | Gowri | Fuel Pump | Automotive
439 | Active | TPG001/9 | THREAD PLUG GAUGE | M5-6H | * | * | NA | attribute | FP | FP | ASSY | Fuel Pump | Inhouse-Gauges | 2 MONTH | 2026-03-14 | 2026-05-14 | OVER DUE |  |  | PAVI | Gowri | Fuel Pump | Automotive
440 | Active | DG390/02 | DEPTH GAUGE | 31.200/31.800 | * | * | NA | attribute | OP854 | OP854 | RECEIVING INS | SQA | Inhouse-Gauges | 6 MONTH | 2026-05-06 | 2026-11-06 | OK |  | 2023-05-06 |  | Pavi | TML | Automotive
441 | Active | SM076/02 | SETTING MASTER | 20.992 | * | * | NA | attribute | OP877 | SQA | RECEIVING INS | SQA | Inhouse-Gauges | 6 MONTH | 2026-01-07 | 2026-07-07 | OK |  |  | SHARON | Pavi |  | Automotive
442 | Active | PG1027/01 | PLUG GAUGE | STEP DAI | * | * | NA | attribute | SQA | SQA | RECIVING INS | SQA | Inhouse-Gauges | 6 MONTH | 2026-03-10 | 2026-09-10 | OK |  |  | SHARON | Pavi | SQA | Automotive
443 | Active | DG398/02 | DEPTH GAUGE | 6.000/6.400 | * | * | NA | attribute | OP851 | OP851 | RECEIVING INS | SQA | Inhouse-Gauges | 6 MONTH | 2026-05-15 | 2026-11-15 | OK |  | 2022-11-15 | SHARON | Pavi |  | Automotive
444 | Active | SPG633/1 | SPECIAL GAUGE | 76.1 | * | * | NA | attribute | OP491 | OP491 | RECEIVING INS | SQA | Inhouse-Gauges | 6 MONTH | 2026-03-10 | 2026-09-10 | OK |  |  | SHARON | Pavi |  | Automotive
445 | Active | DG0176/12 | DEPTH GAUGE | 14.550/14.750 | * | * | NA | attribute | WPA772 | WPA772 | SQA | SQA | Inhouse-Gauges | 6 MONTH | 2026-05-07 | 2026-11-07 | OK |  |  | SHARON | Pavi | M&M | Automotive
446 | Active | DG0083/03 | DEPTH GAUGE | 17.400/17.600 | * | * | NA | attribute | WPA427 | SQA | RECEIVING INS | SQA | Inhouse-Gauges | 6 MONTH | 2026-02-12 | 2026-08-12 | OK |  | 2023-08-12 | SHARON | Pavi |  | Automotive
447 | Active | DG901/01 | DEPTH GAUGE | 21.300/21.700 | * | * | NA | attribute | OP996 | OP996 | SQA Inspection | SQA | Inhouse-Gauges | 6 MONTH | 2026-02-17 | 2026-08-17 | OK |  |  |  | Pavi | M&M | Automotive
448 | Active | SLG039/01 | SLIP GAUGE | 3.149/3.187 | * | * | NA | ATTRIBUTE | OP1017 COVER | SQA | RECEIVING INS | SQA | Inhouse-Gauges | 1 MONTH | 2026-05-12 | 2026-06-12 | OK |  | 2026-03-12 | SHARON | Pavi | SQA | Automotive
449 | Active | SPG723/01 | MANDLE | WK794 H | * | * | NA | attribute | IFC794M | IFC794M | RECEIVING INS | SQA | Inhouse-Gauges | 3 MONTH | 2026-02-16 | 2026-05-16 | DUE SOON |  |  | SHARON | Pavi | SQA | Automotive
450 | Active | DG0130/02 | DEPTH GAUGE | 18.500/19.500 | * | * | NA | attribute | WP683 | WP853 | RECEIVING INS | SQA | Inhouse-Gauges | 6 MONTH | 2026-05-15 | 2026-11-15 | OK |  | 2020-11-15 | SHARON | Pavi |  | Automotive
451 | Active | MD140 | MANDLE | 24.900/24.939 | * | * | NA | attribute | SQA | SQA | RECEIVING INS | SQA | Inhouse-Gauges | 2 MONTH | 2026-04-23 | 2026-06-23 | OK |  |  | SHARON | Pavi |  | Automotive
452 | Active | MD006/01 | MANDLE | 11.957/11.975 | * | * | NA | attribute | WP981 | SQA | RECEIVING INS | SQA | Inhouse-Gauges | 6 MONTH | 2026-02-15 | 2026-08-15 | OK |  |  | SHARON | Pavi |  | Automotive
453 | Active | MD025 | MANDLE | 24.900/25.000 | * | * | NA | attribute | WPA1026 | SQA | RECEIVING INS | SQA | Inhouse-Gauges | 6 MONTH | 2026-01-31 | 2026-07-31 | OK |  |  | SHARON | Pavi |  | Automotive
454 | Active | MD025 | MANDLE | 12.933/12.915 | * | * | NA | attribute | SQA | SQA | RECEIVING INS | SQA | Inhouse-Gauges | 2 MONTH | 2026-04-16 | 2026-06-16 | OK |  |  | SHARON | Pavi |  | Automotive
455 | Active | MD005/01 | MANDLE | 15.783/15.833 | * | * | NA | attribute | WPA981 | SQA | RECEIVING INS | SQA | Inhouse-Gauges | 2 MONTH | 2026-04-15 | 2026-06-15 | OK |  |  | SHARON | Pavi |  | Automotive
456 | Active | MD026/02 | MANDLE | 11.947/11.967 | * | * | NA | attribute | WK991 | SQA | RECEIVING INS | SQA | Inhouse-Gauges | 6 MONTH | 2025-12-16 | 2026-06-16 | OK |  |  | SHARON | Pavi |  | Automotive
457 | Active | MD029 | MANDLE | 21.939/21.960 | * | * | NA | attribute | WK991 | SQA | RECEIVING INS | SQA | Inhouse-Gauges | 6 MONTH | 2026-04-01 | 2026-10-01 | OK |  |  | SHARON | Pavi |  | Automotive
458 | Active | MD138 | MANDLE | 17.960/18.050 | * | * | NA | attribute | SQA | SQA | RECEIVING INS | SQA | Inhouse-Gauges | 2 MONTH | 2026-04-16 | 2026-06-16 | OK |  |  | SHARON | Pavi |  | Automotive
459 | Active | MD032 | MANDLE | 11.985/12.005 | * | * | NA | attribute | WPA1022 | WPA1022 | RECEIVING INS | SQA | Inhouse-Gauges | 6 MONTH | 2025-11-24 | 2026-05-24 | OK |  | 2022-05-24 | SHARON | Pavi |  | Automotive
460 | Active | MD028/01 | MANDLE | 15.885/15.865 | * | * | NA | ATTRIBUTE | WPA1017 | WP1017 | RECEIVING INS | SQA | Inhouse-Gauges | 1 MONTH | 2026-04-16 | 2026-05-16 | DUE SOON |  |  | SHARON | Pavi |  | Automotive
461 | Active | MD038/01 | MANDLE | 18.900/18.940 | * | * | NA | ATTRIBUTE | WPA1017 | WP1017 | RECEIVING INS | SQA | Inhouse-Gauges | 1 MONTH | 2026-05-13 | 2026-06-13 | OK |  | 2025-03-13 | SHARON | Pavi |  | Automotive
462 | Active | MD090 | MANDLE | 38.036/38.052 | * | * | NA | attribute | OP1023 | OP1023 | RECEIVING INS | SQA | Inhouse-Gauges | 6 MONTH | 2026-02-10 | 2026-08-10 | OK |  |  | SHARON | Pavi |  | Automotive
463 | Active | MD023 | MANDLE | 18.906/18.923 | * | * | NA | attribute | SQA | SQA | RECEIVING INS | SQA | Inhouse-Gauges | 2 MONTH | 2026-04-16 | 2026-06-16 | OK |  |  | SHARON | Pavi |  | Automotive
465 | Active | MD139 | MANDLE | 12.920/12.938 | * | * | NA | attribute | SQA | SQA | RECEIVING INS | SQA | Inhouse-Gauges | 2 MONTH | 2026-04-16 | 2026-06-16 | OK |  |  | SHARON | Pavi |  | Automotive
466 | Active | MD008 | MANDLE | MANDLE | * | * | NA | attribute | COMMON | COMMON | RECEIVING INS | SQA | Inhouse-Gauges | 6 MONTH | 2026-01-29 | 2026-07-29 | OK |  |  |  | Pavi |  | Automotive
467 | Active | MD027 | MANDLE | 11.947/11.967 | * | * | NA | attribute | WPA971 | WPA971 | CI ASSY-01 | M&M Plant | Inhouse-Gauges | 6 MONTH | 2025-12-25 | 2026-06-25 | OK |  | 2021-12-25 | SHARON | Pavi | M&M | Automotive
468 | Active | MD037 | MANDLE | Inner Rotor | * | * | NA | attribute | OP1017 | OP1017 | RECEIVING INS | SQA | Inhouse-Gauges | 6 MONTH | 2025-11-26 | 2026-05-26 | OK |  |  | SHARON | Pavi |  | Automotive
469 | Active | MD036 | MANDLE | 15.872/15.832 | * | * | NA | attribute | WPA1022 | SQA | RECEIVING INS | SQA | Inhouse-Gauges | 6 MONTH | 2025-11-24 | 2026-05-24 | OK |  |  | SHARON | Pavi |  | Automotive
470 | Active | MD030 | MANDLE | 29.952/29.935 | * | * | NA | attribute | WP895 | WP977 | RECEIVING INS | SQA | Inhouse-Gauges | 6 MONTH | 2025-11-24 | 2026-05-24 | OK |  | 2022-05-24 | SHARON | Pavi |  | Automotive
471 | Active | HGM058/01 | HEIGHT GAUGE MASTER | 61.4 | * | * | NA | attribute | WPA781 | WPA781 | ASSY | Fuel Pump | Inhouse-Gauges | 6 MONTH | 2026-01-29 | 2026-07-29 | OK |  |  | Pavi | Gowri | Fuel Pump | Automotive
472 | Active | PG782/01 | PLUG GAUGE | 35.800/36.200 | * | * | NA | attribute | WPA981 | WPA981 | M/C SHOP | Ford | Inhouse-Gauges | 6 MONTH | 2026-05-13 | 2026-11-13 | OK |  | 2023-05-13 | PAVI | Pavi | Ford | Automotive
473 | Active | DG0213/02 | DEPTH GAUGE | 19.900/20.100 | * | * | NA | attribute | WPA761 | WPA761 | TML WP ASSY-01 | MSIL Plant | Inhouse-Gauges | 6 MONTH | 2026-01-30 | 2026-07-30 | OK |  |  | PAVI | Gowri | MSIL | Automotive
474 | Active | RG068/01 | RING GAUGE | 35 | * | * | NA | attribute | WPA1030 | WPA1030 | RECEIVING INS | SQA | Inhouse-Gauges | 6 MONTH | 2026-01-02 | 2026-07-02 | OK |  |  | SHARON | Pavi |  | Automotive
475 | Active | MD011 | MANDLE | 44.2 | * | * | NA | attribute | OP761 | SQA | RECEIVING INS | SQA | Inhouse-Gauges | 6 MONTH | 2026-01-15 | 2026-07-15 | OK |  |  | SHARON | Pavi |  | Automotive
476 | Active | MD011 | MANDLE | INNER ROTOR | * | * | NA | attribute | IFC974 | SQA |  |  | Inhouse-Gauges | 6 MONTH | 2026-01-15 | 2026-07-15 | OK |  |  | SHARON | Gowri |  | Automotive
477 | Active | MD136 | MANDLE | 45.890/45.910 | * | * | NA | ATTRIBUTE | OP1020 | OP1020 | RECEIVING INS | SQA | Inhouse-Gauges | 1 MONTH | 2026-04-11 | 2026-05-11 | OVER DUE |  |  | SHARON | Pavi |  | Automotive
478 | Active | MD012 | MANDLE | 38.100/38.150 | * | * | NA | attribute | SQA | SQA | RECIVING INS | SQA | Inhouse-Gauges | 6 MONTH | 2026-03-18 | 2026-09-18 | OK |  |  | SHARON | Pavi |  | Automotive
479 | Active | TPG089/13 | THREAD PLUG GAUGE | M16X1.5-6H | * | * | NA | attribute |  | SQA | RECEIVING INS |  | Inhouse-Gauges | 6 MONTH | 2026-02-28 | 2026-08-28 | OK |  |  | SHARON | Gowri | MSIL | Automotive
480 | Active | TPG040/02 | THREAD PLUG GAUGE | 1/4-18NPSF |  | BAKER |  |  | SQA | SQA | RECEIVING INS |  | Inhouse-Gauges | 6 MONTH | 2026-03-03 | 2026-09-03 | OK |  |  | SHARON | Gowri |  | Non Automotive
481 | Active | TPG023/20 | THREAD PLUG GAUGE | 3/8"-18 NPTL | * | * | NA | attribute | SQA | SQA | RECEIVING INS | SQA | Inhouse-Gauges | 6 MONTH | 2026-01-20 | 2026-07-20 | OK |  |  | SHARON | Pavi | M&M | Automotive
482 | Active | TPG038/11 | THREAD PLUG GAUGE | M18X1.5-6H | * | * | NA | attribute |  | SQA | RECEIVING INS |  | Inhouse-Gauges | 2 MONTH | 2026-03-16 | 2026-05-16 | DUE SOON |  |  | SHARON | Gowri |  | Automotive
483 | Active | TPG022/04 | THREAD PLUG GAUGE | M22X1.5-6H | * | * | NA | attribute | SQA | SQA | SQA | SQA | Inhouse-Gauges | 2 MONTH | 2026-03-09 | 2026-05-09 | OVER DUE |  |  | SHARON | Pavi | M&M | Automotive
484 | Active | TPG039/02 | THREAD PLUG GAUGE | M12X1.75-6H | * | * | NA | attribute | OP1023 | SQA | SQA | SQA | Inhouse-Gauges | 2 MONTH | 2026-03-16 | 2026-05-16 | DUE SOON |  |  | PAVI | Pavi | M&M | Automotive
486 | Active | TPG035/05 | THREAD PLUG GAUGE | 5/8 UNF-2B | * | * | NA | attribute | SQA | SQA | RECEIVING INS | SQA | Inhouse-Gauges | 2 MONTH | 2026-03-01 | 2026-05-01 | OVER DUE |  |  | SHARON | Pavi |  | Automotive
487 | Active | TPG089-1 | THREAD PLUG GAUGE | M24X1.5-6H | * | * | NA | attribute | SQA | SQA | RECEIVING INS |  | Inhouse-Gauges | 6 MONTH | 2026-02-28 | 2026-08-28 | OK |  |  | SHARON | Gowri | MSIL | Automotive
488 | Active | DDI032 | DIGITALDIAL INDICATOR | 0.010mm | S/N1907180695-0.01 | MITUTOYO |  | DIGITAL DAIL | FP | FP | ASSY | Fuel Pump | Inhouse-Instruments | 6 MONTH | 2025-11-19 | 2026-05-19 | DUE SOON |  |  | PAVI | Gowri | Fuel Pump | Automotive
489 | Active | DI700 | DIAL INDICATOR | 0.010 ~10.000 mm | 0.01MM | MITUTOYO |  |  | FB | FB | FB | Fuel Pump | Inhouse-Instruments | 6 MONTH | 2026-02-19 | 2026-08-19 | OK |  | 2023-08-19 | Pavi | Pavi | Fuel Pump | Automotive
490 | Active | SPG409/07 | SPECIAL GAUGE | 1.830/2.030 | * | * | NA | attribute | FP | FP | ASSY-01 | Fuel Pump | Inhouse-Gauges | 6 MONTH | 2026-02-20 | 2026-08-20 | OK |  | 2026-02-20 | Pavi | Gowri | Fuel Pump | Automotive
491 | Active | SPG409/08 | SPECIAL GAUGE | SPECIAL GAUGE-1.830/2.030 | * | * | NA | attribute | FP | FP | ASSY-01 | Fuel Pump | Inhouse-Gauges | 6 MONTH | 2026-03-10 | 2026-09-10 | OK |  |  | Pavi | Gowri | Fuel Pump | Automotive
492 | Active | SPG826/17 | SPECIAL GAUGE | * | * | * | NA | attribute | FP | FP | ASSY-01 | Fuel Pump | Inhouse-Gauges | 6 MONTH | 2026-04-05 | 2026-10-05 | OK |  |  | PAVI | Gowri | Fuel Pump | Automotive
493 | Active | HGM0058/02 | HEIGHT GAUGE MASTER | 18.05/18.45 | * | * | NA | attribute | WP723 | WP723 | MSIL PLANT | MSIL Plant | Inhouse-Gauges | 6 MONTH | 2025-12-20 | 2026-06-20 | OK |  |  | PAVI | Gowri | MSIL | Automotive
494 | Active | TPG034/05 | THREAD PLUG GAUGE | M12X1.5-6H | * | * | NA | attribute | FP | FP | ASSY | Fuel Pump | Inhouse-Gauges | 6 MONTH | 2026-01-20 | 2026-07-20 | OK |  |  | Pavi | Gowri | Fuel Pump | Automotive
495 | Active | DI701 | DIAL INDICATOR | 0.010 ~10.000 mm | 0.01MM | MITUTOYO |  | ANALOG | FP89 | FP89 | ASSY LINE I | Fuel Pump | Inhouse-Instruments | 6 MONTH | 2026-03-02 | 2026-09-02 | OK |  | 2024-03-02 | Pavi | Pavi | Fuel Pump | Automotive
496 | Active | DDI066 | DIGITALDIAL INDICATOR | 0.010mm | YUZUKI | YUZUKI |  | Digital | FB99 | FB99 | FUEL PUMB ASSY | Fuel Pump | Inhouse-Instruments | 6 MONTH | 2025-12-05 | 2026-06-05 | OK |  |  | PAVI | Gowri | Fuel Pump | Automotive
497 | Active | SPG826/18 | SPECIAL GAUGE | 10.230/10.260 | * | * | NA | attribute | OP1010 | OP1010 | ASSY | MSIL Plant | Inhouse-Gauges | 3 MONTH | 2026-04-25 | 2026-07-25 | OK |  |  | PAVI | Gowri | MSIL | Automotive
498 | Active | SPM005 | SURFACE PLATE MASTER | ±0.010 MM | * | * | NA |  | FP | FP | ASSY LINE I | Fuel Pump | Inhouse-Instruments | 2 MONTH | 2026-03-27 | 2026-05-27 | OK |  |  | PAVI | Gowri | Fuel Pump | Automotive
499 | Active | DI783 | DIAL INDICATOR | 0.001~1.000 mm | 0.001MM | MITUTOYO |  | * | FP89 | FP89 | ASSY LINE I | Fuel Pump | Inhouse-Instruments | 6 MONTH | 2025-11-24 | 2026-05-24 | OK |  | 2023-05-24 | PAVI | Pavi | Fuel Pump | Automotive
500 | Active | SPG986/02 | SPECIAL GAUGE | M.H POSITION GAUGE | * | * | NA | attribute | FP | FP | ASSY-01 | Fuel Pump | Inhouse-Gauges | 6 MONTH | 2026-04-05 | 2026-10-05 | OK |  |  | PAVI | Gowri | Fuel Pump | Automotive
501 | Active | SPG647/02 | SPECIAL GAUGE | POSITION GAUGE | * | * | NA | attribute | FP | FP | ASSY-01 | Fuel Pump | Inhouse-Gauges | 6 MONTH | 2026-04-05 | 2026-10-05 | OK |  |  | Pavi | Gowri | Fuel Pump | Automotive
502 | Active | SPG648/02 | SPECIAL GAUGE | POSITION GAUGE | * | * | NA | attribute | FP | FP | ASSY-01 | Fuel Pump | Inhouse-Gauges | 6 MONTH | 2026-04-05 | 2026-10-05 | OK |  |  | Pavi | Gowri | Fuel Pump | Automotive
503 | Active | SPG992/01 | SPECIAL GAUGE | ROTOR DEPTH GAUGE/TOP BLOCK | * | * | NA | attribute | IFC895M1BS6 | IFC895M1BS6 | M&M AL M/C SHOP | M&M Plant | Inhouse-Gauges | 6 MONTH | 2026-02-13 | 2026-08-13 | OK |  |  | PAVI | Pavi | M&M | Automotive
504 | Active | HGM067/01 | HEIGHT GAUGE MASTER | 66.5 | * | * | NA | attribute | WPA964 | WP964 | GM BULD WP ASSY | MSIL Plant | Inhouse-Gauges | 6 MONTH | 2026-02-01 | 2026-08-01 | OK |  |  | Pavi | Gowri | MSIL | Automotive
505 | Active | HGM461/08 | HEIGHT GAUGE MASTER | 51 | * | * | NA | attribute | WPA964 | WP964 | GM BULD WP ASSY | MSIL Plant | Inhouse-Gauges | 6 MONTH | 2026-02-01 | 2026-08-01 | OK |  |  | PAVI | Gowri | MSIL | Automotive
506 | Active | HGM056/01 | HEIGHT GAUGE MASTER | 86.3 | * | * | NA | attribute | GM TOP | GM TOP | GM BULD WP ASSY | MSIL Plant | Inhouse-Gauges | 3 MONTH | 2026-02-17 | 2026-05-17 | DUE SOON |  |  | PAVI | Gowri | MSIL | Automotive
507 | Active | HGM069 | HEIGHT GAUGE MASTER | 42.8 | * | * | NA | attribute | WPA964 | WP964 | GM BULD WP ASSY | MSIL Plant | Inhouse-Gauges | 6 MONTH | 2026-02-01 | 2026-08-01 | OK |  |  | Pavi | Gowri | MSIL | Automotive
508 | Active | SM206/01 | SETTING MASTER | 51 | * | * | NA | attribute | WPA964 | WP964 | GM BULD WP ASSY | MSIL Plant | Inhouse-Gauges | 6 MONTH | 2026-02-01 | 2026-08-01 | OK |  |  | Pavi | Gowri | MSIL | Automotive
509 | Active | HG033 | HEIGHT GAUGE | 109.200/108.800 | * | * | NA | attribute | WPA31 | WPA31 | GM BULD WP ASSY | MSIL Plant | Inhouse-Gauges | 6 MONTH | 2025-12-01 | 2026-06-01 | OK |  |  | Pavi | Gowri | MSIL | Automotive
510 | Active | HGM055/01 | HEIGHT GAUGE MASTER | 77.600 | * | * | NA | attribute | WPA115 | WPA115 | GM BULD WP ASSY | MSIL Plant | Inhouse-Gauges | 6 MONTH | 2026-04-03 | 2026-10-03 | OK |  |  | PAVI | Gowri | MSIL | Automotive
511 | Active | HGM461/01 | HEIGHT GAUGE MASTER | 51 | * | * | NA | attribute | WPA964 | WP964 | GM BULD WP ASSY | MSIL Plant | Inhouse-Gauges | 6 MONTH | 2026-02-01 | 2026-08-01 | OK |  |  | PAVI | Gowri | MSIL | Automotive
512 | Active | HGM158/01 | HEIGHT GAUGE MASTER | 56.250/59.750 | * | * | NA | attribute | WPA427 | WPA427 | TML WP ASSY-01 | MSIL Plant | Inhouse-Gauges | 6 MONTH | 2026-02-16 | 2026-08-16 | OK |  |  | PAVI | Gowri | MSIL | Automotive
513 | Active | HGM156/01 | HEIGHT GAUGE MASTER | 48.1 | * | * | NA | attribute | WPA964 | WP964 | GM BULD WP ASSY | MSIL Plant | Inhouse-Gauges | 6 MONTH | 2026-02-01 | 2026-08-01 | OK |  |  | Pavi | Gowri | MSIL | Automotive
514 | Active | HGM056/02 | HEIGHT GAUGE MASTER | 86.3 | * | * | NA | attribute | GM TOP | GM TOP | GM BULD WP ASSY | MSIL Plant | Inhouse-Gauges | 6 MONTH | 2026-02-26 | 2026-08-26 | OK |  | 2026-02-26 | Pavi | Gowri | MSIL | Automotive
515 | Active | HGM458/01 | HEIGHT GAUGE MASTER | 110.9 | * | * | NA | attribute | WPA1020 | WP1020 | GM TOP | MSIL Plant | Inhouse-Gauges | 6 MONTH | 2025-12-13 | 2026-06-13 | OK |  |  | PAVI | Gowri | MSIL | Automotive
516 | Active | HG075/01 | HEIGHT GAUGE | 3 | * | * | NA | attribute | WPA896 | WPA896 | GM BULD WP ASSY | MSIL Plant | Inhouse-Gauges | 6 MONTH | 2025-12-01 | 2026-06-01 | OK |  |  | Pavi | Gowri | MSIL | Automotive
517 | Active | SM162/01 | SETTING MASTER | 93 | * | * | NA | attribute | WP1020 | WP1020 | ASSY-01 | MSIL Plant | Inhouse-Gauges | 6 MONTH | 2026-01-15 | 2026-07-15 | OK |  |  | PAVI | Gowri | WP | Automotive
518 | Active | HGM460/01 | HEIGHT GAUGE MASTER | 89 | * | * | NA | attribute | WPA1020 | WP1020 | GM TOP | MSIL Plant | Inhouse-Gauges | 6 MONTH | 2025-12-13 | 2026-06-13 | OK |  |  | PAVI | Gowri | MSIL | Automotive
519 | Active | SLG007/03 | SLIP GAUGE | 16.600/16.900 | * | * | NA | attribute | WPA964 | WP964 | GM BULD WP ASSY | MSIL Plant | Inhouse-Gauges | 6 MONTH | 2026-02-01 | 2026-08-01 | OK |  |  | Pavi | Gowri | MSIL | Automotive
520 | Active | SNG943/03 | SNAP GAUGE | 63.970/63.920 | * | * | NA | attribute | WPA1042 | WPA1042 | ASSY | MSIL Plant | Inhouse-Gauges | 6 MONTH | 2026-04-15 | 2026-10-15 | OK |  |  | PAVI | Gowri | Force Motor | Automotive
521 | Active | SNG0241/01 | SNAP GAUGE | 14.700/14.300 | * | * | NA | attribute | WPA969 | WPA969 | ASSY | MSIL Plant | Inhouse-Gauges | 6 MONTH | 2026-04-15 | 2026-10-15 | OK |  |  | PAVI | Gowri | Force Motor | Automotive
522 | Active | SPG750/01 | SPECIAL GAUGE | * | * | * | NA | attribute | GM TOP | GM TOP | GM BULD WP ASSY | MSIL Plant | Inhouse-Gauges | 6 MONTH | 2026-02-01 | 2026-08-01 | OK |  |  | Pavi | Gowri | MSIL | Automotive
523 | Active | SPG1010/01 | SPECIAL GAUGE | Cover plate Positipn gauge | * | * | NA | attribute | OP1004M | OP1004M | M&M | M&M Plant | Inhouse-Gauges | 6 MONTH | 2025-12-14 | 2026-06-14 | OK |  |  | Pavi | Pavi | M&M | Automotive
524 | Active | SPG1001/01 | SPECIAL GAUGE | POSITION GAUGE | * | * | NA | attribute | WPA1042 | WPA1042 | ASSEMBLY | MSIL Plant | Inhouse-Gauges | 6 MONTH | 2025-09-23 | 2026-03-23 | OVER DUE |  |  | Pavi | Gowri | MSIL | Automotive
525 | Active | DI824 | DIAL INDICATOR | 0.010 ~10.000 mm |  | MITUTOYO | 0.01 |  | WPA1042 | WPA1042 | ASSY | MSIL Plant | Inhouse-Instruments | 6 MONTH | 2026-05-15 | 2026-11-15 | OK |  |  | PAVI | Pavi | Kohler | Automotive
526 | Active | DI303 | DIAL INDICATOR | 0.010 ~10.000 mm | 0.01MM | MITUTOYO |  | ANALOG | WPA962 | WP962 | ASSY | MSIL Plant | Inhouse-Instruments | 6 MONTH | 2026-03-13 | 2026-09-13 | OK |  | 2024-09-13 | PAVI | Pavi | MSIL | Automotive
527 | Active | DI629 | DIAL INDICATOR | 0.010 ~10.000 mm | 0.01MM | MITUTOYO |  | ANALOG | WPA974 | WP974 | ASSY | MSIL Plant | Inhouse-Instruments | 6 MONTH | 2026-01-09 | 2026-07-09 | OK |  | 2024-01-09 | Pavi | Pavi | MSIL | Automotive
528 | Active | SM1001/01 | SETTING MASTER | 28.4 | * | * | NA | attribute | WPA1042 | WPA1042 | GM TOP | MSIL Plant | Inhouse-Gauges | 6 MONTH | 2026-04-04 | 2026-10-04 | OK |  |  | PAVI | Gowri | MSIL | Automotive
529 | Active | DG686/01 | DEPTH GAUGE | 25.700/26.700 | * | * | NA | attribute | WPA969 | WPA969 | GM BULD WP ASSY | MSIL Plant | Inhouse-Gauges | 6 MONTH | 2026-05-12 | 2026-11-12 | OK |  | 2025-05-12 | Pavi | Gowri | MSIL | Automotive
530 | Active | HGM066/01 | HEIGHT GAUGE MASTER | 49.008 | * | * | NA | attribute | WPA807 | WPA807 | GM BULD WP ASSY | MSIL Plant | Inhouse-Gauges | 6 MONTH | 2025-12-01 | 2026-06-01 | OK |  |  | Pavi | Gowri | MSIL | Automotive
531 | Active | RG057/01 | RING GAUGE | 49 | * | * | NA | attribute | WPA964 | WP964 | GM BULD WP ASSY | MSIL Plant | Inhouse-Gauges | 6 MONTH | 2026-02-01 | 2026-08-01 | OK |  |  | Pavi | Gowri | MSIL | Automotive
532 | Active | SM0036/02 | SETTING MASTER | 27.3 | * | * | NA | attribute | WPA427 | WPA427 | TML WP ASSY-01 | MSIL Plant | Inhouse-Gauges | 6 MONTH | 2025-12-06 | 2026-06-06 | OK |  |  | Pavi | Gowri | MSIL | Automotive
533 | Active | DG0177/04 | DEPTH GAUGE | 7.000/7.200 | * | * | NA | attribute | WP1020 | WP1020 | ASSY-01 | MSIL Plant | Inhouse-Gauges | 6 MONTH | 2025-11-27 | 2026-05-27 | OK |  | 2026-05-27 | PAVI | Gowri | WP | Automotive
534 | Active | DG0279/1 | DEPTH GAUGE | 10.500/10.300 | * | * | NA | attribute | WPA120 | WPA120 | GM BULD WP ASSY | MSIL Plant | Inhouse-Gauges | 6 MONTH | 2025-12-01 | 2026-06-01 | OK |  |  | PAVI | Gowri | MSIL | Automotive
535 | Active | PG753/04 | PLUG GAUGE | 12.200/12.400 | * | * | NA | attribute | WPA964 | WPA964 | GM BULD WP ASSY | MSIL Plant | Inhouse-Gauges | 6 MONTH | 2025-12-15 | 2026-06-15 | OK |  |  | Pavi | Gowri | MSIL | Automotive
536 | Active | PG0366/01 | PLUG GAUGE | 22.975/23.000 | * | * | NA | ATTRIBUTE | WPA772 | WP772 | M&M | M&M Plant | Inhouse-Gauges | 1 MONTH | 2026-04-24 | 2026-05-24 | OK |  | 2025-05-24 | PAVI | Gowri | M&M | Automotive
537 | Active | PG596/01 | PLUG GAUGE | 8.500/8.800 | * | * | NA | attribute | WPA964 | WPA964 | ASSY | Fuel Pump | Inhouse-Gauges | 6 MONTH | 2026-03-12 | 2026-09-12 | OK |  | 2023-09-12 | Pavi | Gowri | Fuel Pump | Automotive
538 | Active | HG037/01 | HEIGHT GAUGE MASTER | 92.100/93.100 | * | * | NA | attribute | WPA316 | WPA316 | MSIL PLANT | MSIL Plant | Inhouse-Gauges | 6 MONTH | 2025-12-10 | 2026-06-10 | OK |  |  |  | Gowri | MSIL | Automotive
539 | Active | HGM074/01 | HEIGHT GAUGE MASTER | 58.450 | * | * | NA | attribute | WPA434 | WPA434 | GM BULD WP ASSY | MSIL Plant | Inhouse-Gauges | 6 MONTH | 2025-12-01 | 2026-06-01 | OK |  |  |  | Gowri | MSIL | Automotive
540 | Active | HGM0048/01 | HEIGHT GAUGE MASTER | 79.53 | * | * | NA | attribute | WP447 | WP447 | MSIL PLANT | MSIL Plant | Inhouse-Gauges | 6 MONTH | 2025-12-20 | 2026-06-20 | OK |  |  |  | Gowri | MSIL | Automotive
541 | Active | SM133/01 | SETTING MASTER | 54.8 | * | * | NA | attribute | WP976 | WP976 | ASSY | MSIL Plant | Inhouse-Gauges | 6 MONTH | 2026-01-15 | 2026-07-15 | OK |  |  |  | Gowri | MSIL | Automotive
542 | Active | SM149/02 | SETTING MASTER | 12.06 | * | * | NA | attribute | WP964 | WP964 | ASSY | MSIL Plant | Inhouse-Gauges | 6 MONTH | 2026-01-07 | 2026-07-07 | OK |  |  | PAVI | Gowri | MSIL | Automotive
543 | Active | SPG826/09 | SPECIAL GAUGE |  | * | * | NA | attribute | WP964 | WP964 | ASSY | MSIL Plant | Inhouse-Gauges | 6 MONTH | 2026-03-09 | 2026-09-09 | OK |  |  |  | Gowri | MSIL | Automotive
544 | Active | SPG479 | SETTING MASTER | 24.25 | * | * | NA | attribute | WPA807 |  | M/C |  | Inhouse-Gauges | 6 MONTH | 2026-03-15 | 2026-09-15 | OK |  |  |  | Gowri |  | Automotive
545 | Active | SPG479 | SPECIAL GAUGE | 24.4 | * | * | NA | attribute | 807 |  | M/C |  | Inhouse-Gauges | 6 MONTH | 2026-03-15 | 2026-09-15 | OK |  |  |  | Gowri |  | Automotive
546 | Active | PG0515/05 | PLUG GAUGE | 12.000/12.022 | * | * | NA | ATTRIBUTE |  | SQA | SQA | MSIL Plant | Inhouse-Gauges | 1 MONTH | 2026-04-28 | 2026-05-28 | OK |  |  | SHARON | Gowri | MSIL | Automotive
547 | Active | SPG003/01 | SPECIAL GAUGE | 8.485/8.489 | * | * | NA | attribute | WP | WP | ASSY-01 | MSIL Plant | Inhouse-Gauges | 3 MONTH | 2026-02-11 | 2026-05-11 | OVER DUE |  |  |  | Gowri | MSIL | Automotive
548 | Active | PG0011/49 | PLUG GAUGE | 9.000/9.015 | * | * | NA | attribute | OP986 | SQA | SQA | SQA | Inhouse-Gauges | 6 MONTH | 2025-11-25 | 2026-05-25 | OK |  | 2025-11-25 |  | Pavi | MSIL | Automotive
549 | Active | PG562/02 | PLUG GAUGE | 8.050/8.140 | * | * | NA | attribute | OP859 | OP859 | RECEIVING INS | SQA | Inhouse-Gauges | 6 MONTH | 2025-11-16 | 2026-05-16 | DUE SOON |  |  | SHARON | Pavi |  | Automotive
550 | Active | PG0074/07 | PLUG GAUGE | 8.000/8.015 | * | * | NA | attribute | SQA | SQA | SQA | SQA | Inhouse-Gauges | 6 MONTH | 2026-03-22 | 2026-09-22 | OK |  | 2025-03-22 | SHARON | Pavi |  | Automotive
551 | Active | PG644/02 | PLUG GAUGE | 14.800/15.200 | * | * | NA | attribute | OP475 | OP475 | SQA | SQA | Inhouse-Gauges | 6 MONTH | 2025-11-23 | 2026-05-23 | OK |  | 2022-11-23 | MANIVANNAN | Pavi |  | Automotive
552 | Active | PG0312/04 | PLUG GAUGE | 6.950/7.250 | * | * | NA | attribute | RECEIVING | COMMON | RECEIVING INS | SQA | Inhouse-Gauges | 6 MONTH | 2026-03-12 | 2026-09-12 | OK |  | 2025-03-12 | SHARON | Pavi |  | Automotive
553 | Active | PG628/4 | PLUG GAUGE | 8.900/9.100 | * | * | NA | attribute | OP850 | OP850 | SQA | SQA | Inhouse-Gauges | 6 MONTH | 2026-05-14 | 2026-11-14 | OK |  | 2017-10-14 | MANIVANNAN | Pavi | OTHER | Automotive
554 | Active | PG620/2 | PLUG GAUGE | 9.940/9.960 | * | * | NA | ATTRIBUTE | IFC902 | SQA | SQA | SQA | Inhouse-Gauges | 1 MONTH | 2026-05-04 | 2026-06-04 | OK |  | 2025-04-04 | SHARON | Pavi |  | Automotive
555 | Active | PG701/01 | PLUG GAUGE | 7.900/8.100 | * | * | NA | attribute | OP996 |  | SQA | SQA | Inhouse-Gauges | 6 MONTH | 2026-02-17 | 2026-08-17 | OK |  |  | SHARON | Pavi | M&M | Automotive
556 | Active | PG0456/01 | PLUG GAUGE | 13.700/13.900 | * | * | NA | attribute | IFC794 | SQA | RECEIVING INS | SQA | Inhouse-Gauges | 6 MONTH | 2025-12-22 | 2026-06-22 | OK |  | 2025-06-22 | SHARON | Pavi | TML | Automotive
557 | Active | PG871/03 | PLUG GAUGE | 10.200/10.600 | * | * | NA | attribute | WP676 | SQA | RECEIVING INS |  | Inhouse-Gauges | 6 MONTH | 2026-01-07 | 2026-07-07 | OK |  |  | SHARON | Gowri |  | Automotive
558 | Active | PG790/02 | PLUG GAUGE | 26.950/26.970 | * | * | NA | ATTRIBUTE | OP989 | WP938 | RECEIVING INS | SQA | Inhouse-Gauges | 1 MONTH | 2026-05-07 | 2026-06-07 | OK |  |  | SHARON | Pavi | M&M | Automotive
558 | Active | HGM790/02 | HEIGHT GAUGE MASTER | 86.8 |  | SSI |  |  | WPA1016 | WPA1016 | ASSY | MSIL Plant | Inhouse-Gauges | 6 MONTH | 2026-02-26 | 2026-08-26 | OK |  |  |  | Gowri | REILKO | Automotive
559 | Active | PG0500/06 | PLUG GAUGE | 10.040/10.060 | * | * | NA | ATTRIBUTE | WP977 | SQA | SQA | SQA | Inhouse-Gauges | 1 MONTH | 2026-05-04 | 2026-06-04 | OK |  | 2025-02-04 | SHARON | Pavi | M&M | Automotive
560 | Active | PG512/03 | PLUG GAUGE | 6.800/7.200 | * | * | NA | attribute | WP1009 | SQA | SQA | SQA | Inhouse-Gauges | 6 MONTH | 2025-11-16 | 2026-05-16 | DUE SOON |  |  | SHARON | Pavi | M&M | Automotive
561 | Active | PG640/03 | PLUG GAUGE | 9.250/9.450 | * | * | NA | attribute | OP772 | IFC895M1BS6 | SQA Inspection | SQA | Inhouse-Gauges | 6 MONTH | 2026-02-15 | 2026-08-15 | OK |  |  | SHARON | Pavi |  | Automotive
562 | Active | PG840/01 | PLUG GAUGE | 16.000/16.030 | * | * | NA | ATTRIBUTE | OP996 | OP996 | SQA Inspection | SQA | Inhouse-Gauges | 1 MONTH | 2026-04-16 | 2026-05-16 | DUE SOON |  |  | SHARON | Pavi | M&M | Automotive
563 | Active | PG657/01 | PLUG GAUGE | 25.000/25.020 | * | * | NA | ATTRIBUTE | OP996 | OP996 | RECEIVING INS | SQA | Inhouse-Gauges | 1 MONTH | 2026-04-11 | 2026-05-11 | OVER DUE |  |  | SHARON | Pavi | M&M | Automotive
564 | Active | PG0417/006 | PLUG GAUGE | 8.000/8.100 | * | * | NA | attribute | SQA | SQA | SQA | SQA | Inhouse-Gauges | 6 MONTH | 2026-02-07 | 2026-08-07 | OK |  |  | SHARON | Pavi |  | Automotive
565 | Active | PG0502/01 | PLUG GAUGE | 13.975/14.000 | * | * | NA | attribute | WPA895BS6 | WPA895BS6 | SQA Inspection | SQA | Inhouse-Gauges | 6 MONTH | 2025-11-26 | 2026-05-26 | OK |  | 2025-05-26 | SHARON | Pavi | M&M | Automotive
566 | Active | PG593/01 | PLUG GAUGE | 20.000/20.052 | * | * | NA | attribute | WPA851 | WPA851 | RECEIVING INS | SQA | Inhouse-Gauges | 6 MONTH | 2026-05-14 | 2026-11-14 | OK |  | 2024-05-14 | SHARON | Pavi | OTHER | Automotive
567 | Active | DG900/01 | DEPTH GAUGE | 8.000/8.500 | * | * | NA | attribute | OP996 | OP996 | SQA Inspection | SQA | Inhouse-Gauges | 6 MONTH | 2026-02-17 | 2026-08-17 | OK |  |  | SHARON | Pavi | M&M | Automotive
568 | Active | PG601/01 | PLUG GAUGE | 19.800/20.200 | * | * | NA | attribute | OP854 | OP854 | SQA | SQA | Inhouse-Gauges | 6 MONTH | 2025-12-02 | 2026-06-02 | OK |  |  | SHARON | Pavi | MSIL | Automotive
569 | Active | PG1012/01 | PLUG GAUGE | 12.300/12.700 | * | * | NA | attribute | OP1022 | OP1022 | RECEIVING INS | SQA | Inhouse-Gauges | 6 MONTH | 2025-11-24 | 2026-05-24 | OK |  | 2022-05-24 |  | Pavi |  | Automotive
570 | Active | PG702/01 | PLUG GAUGE | 16.000/16.030 | * | * | NA | attribute | OP996 | OP996 | SQA Inspection | SQA | Inhouse-Gauges | 1 MONTH | 2026-04-16 | 2026-05-16 | DUE SOON |  |  | SHARON | Pavi | M&M | Automotive
571 | Active | PG558/01 | PLUG GAUGE | 11.945/11.963 | * | * | NA | attribute | OP859 | OP859 | RECEIVING INS | SQA | Inhouse-Gauges | 6 MONTH | 2026-02-28 | 2026-08-28 | OK |  |  | SHARON | Pavi |  | Automotive
572 | Active | PG618/10 | PLUG GAUGE | 9.800/10.200 | * | * | NA | attribute | OP990 | OP990 | SQA Inspection | SQA | Inhouse-Gauges | 6 MONTH | 2026-02-17 | 2026-08-17 | OK |  |  | SHARON | Pavi | M&M | Automotive
573 | Active | PG0084/33 | PLUG GAUGE | 14.000/14.027 | * | * | NA | attribute | OP990M | OP990M | SQA | SQA | Inhouse-Gauges | 1 MONTH | 2026-05-12 | 2026-06-12 | OK |  | 2025-09-12 | MANIVANNAN | Gowri | MSIL | Automotive
574 | Active | PG1013/01 | PLUG GAUGE | 15.000/15.300 | * | * | NA | attribute | OP1022 | OP1022 | RECEIVING INS | SQA | Inhouse-Gauges | 6 MONTH | 2025-11-24 | 2026-05-24 | OK |  | 2022-05-24 | SHARON | Pavi |  | Automotive
575 | Active | PG563/01 | PLUG GAUGE | 19.000/19.021 | * | * | NA | attribute | SQA | SQA | SQA | SQA | Inhouse-Gauges | 6 MONTH | 2026-03-22 | 2026-09-22 | OK |  | 2025-03-22 | SHARON | Pavi | M&M | Automotive
577 | Active | PG606/02 | PLUG GAUGE | 9.900/10.100 | * | * | NA | attribute | OP851 | OP851 | SQA | SQA | Inhouse-Gauges | 6 MONTH | 2025-11-18 | 2026-05-18 | DUE SOON |  |  | SHARON | Pavi | M&M | Automotive
578 | Active | TPG023/25 | THREAD PLUG GAUGE | 1/4"-18NPT | * | * | NA | attribute |  |  | SQA Inspection | SQA | Inhouse-Gauges | 6 MONTH | 2026-01-20 | 2026-07-20 | OK |  |  | SHARON | Pavi | M&M | Automotive
579 | Active | PG602/02 | PLUG GAUGE | 13.800/14.200 | * | * | NA | attribute | OP854 | OP854 | RECEIVING INS | SQA | Inhouse-Gauges | 6 MONTH | 2025-12-18 | 2026-06-18 | OK |  |  | SHARON | Pavi | M&M | Automotive
580 | Active | PG642/10 | PLUG GAUGE | 3.900/4.100 | * | * | NA | attribute | OP1017 COVER | OP1017 COVER | SQA | SQA | Inhouse-Gauges | 6 MONTH | 2026-02-12 | 2026-08-12 | OK |  | 2023-08-12 | SHARON | Pavi | M&M | Automotive
581 | Active | PG618/09 | PLUG GAUGE | 9.800/10.200 | * | * | NA | attribute | OP996 | OP996 | SQA Inspection | SQA | Inhouse-Gauges | 6 MONTH | 2026-02-17 | 2026-08-17 | OK |  |  | SHARON | Pavi | M&M | Automotive
582 | Active | PG243/11 | PLUG GAUGE | 2.900/3.100 | * | * | NA | attribute | OP990M | OP990M | SQA | SQA | Inhouse-Gauges | 6 MONTH | 2025-11-22 | 2026-05-22 | DUE SOON |  | 2024-05-22 | MANIVANNAN | Pavi | M&M | Automotive
583 | Active | PG0415/005 | PLUG GAUGE | 10.800/11.200 | * | * | NA | attribute | OP990M | OP990M | SQA | SQA | Inhouse-Gauges | 6 MONTH | 2025-11-22 | 2026-05-22 | DUE SOON |  | 2024-05-22 | SHARON | Pavi |  | Automotive
584 | Active | PG1011/01 | PLUG GAUGE | 4.750/5.250 | * | * | NA | attribute | OP1022 | OP1022 | SQA | SQA | Inhouse-Gauges | 6 MONTH | 2025-11-24 | 2026-05-24 | OK |  | 2022-05-24 | SHARON | Pavi | M&M | Automotive
585 | Active | PG775/01 | PLUG GAUGE | 7.000/7.200 | * | * | NA | attribute | WPA938M1 | WPA938M1 | SQA Inspection | SQA | Inhouse-Gauges | 6 MONTH | 2025-12-02 | 2026-06-02 | OK |  |  | SHARON | Pavi | M&M | Automotive
586 | Active | PG652/02 | PLUG GAUGE | 20.000/20.052 | * | * | NA | attribute | OP723 | OP723 | RECEIVING INS | SQA | Inhouse-Gauges | 6 MONTH | 2026-02-18 | 2026-08-18 | OK |  |  |  | Pavi |  | Automotive
587 | Active | PG476/01 | PLUG GAUGE | 3.000/3.120 | * | * | NA | attribute | OP1017 COVER | OP1017 COVER | SQA | SQA | Inhouse-Gauges | 6 MONTH | 2026-02-12 | 2026-08-12 | OK |  | 2023-08-12 | SHARON | Pavi | M&M | Automotive
588 | Active | PG726/01 | PLUG GAUGE | 13.016/13.043 | * | * | NA | attribute | OP585 | OP585-01 | RECEIVING INS | SQA | Inhouse-Gauges | 1 MONTH | 2026-04-28 | 2026-05-28 | OK |  |  | SHARON | Pavi |  | Automotive
589 | Active | PG642/07 | PLUG GAUGE | 3.900/4.100 | * | * | NA | attribute | WPA895 | WPA895 | SQA Inspection | SQA | Inhouse-Gauges | 6 MONTH | 2026-03-04 | 2026-09-04 | OK |  | 2022-03-04 | SHARON | Pavi | M&M | Automotive
590 | Active | HG458/01 | HEIGHT GAUGE | 110.9±0.5 | * | * | NA | attribute | WPA1020 | WP1020 | GM TOP | MSIL Plant | Inhouse-Gauges | 6 MONTH | 2025-12-13 | 2026-06-13 | OK |  |  | PAVI | Gowri | MSIL | Automotive
591 | Active | SPG656/01 | SPECIAL GAUGE | TOTAL HEIGHT GAUGE | * | * | NA | attribute | WPA1042 | WPA1042 | ASSY | MSIL Plant | Inhouse-Gauges | 6 MONTH | 2025-10-29 | 2026-04-29 | OVER DUE |  |  | PAVI | Gowri | Kohler | Automotive
592 | Active | HG075/02 | HEIGHT GAUGE | 2.2±0.15 | * | * | NA | attribute | WPA896 | WPA896 | GM BULD WP ASSY | MSIL Plant | Inhouse-Gauges | 6 MONTH | 2025-12-01 | 2026-06-01 | OK |  |  | Pavi | Gowri | MSIL | Automotive
593 | Active | SM272/01 | SETTING MASTER | Rotor bore depth gauge | * | * | NA | attribute | WPA896 | WPA896 | MSIL | MSIL Plant | Inhouse-Gauges | 6 MONTH | 2026-01-04 | 2026-07-04 | OK |  |  | PAVI | Gowri | MSIL | Automotive
594 | STOCK | SM993/01 | SETTING MASTER | 71.8 |  | SLSE |  |  | WPA1042 | WPP1042 | ASSY | MSIL Plant | Inhouse-Gauges | 3 MONTH |  |  | NO PLAN |  |  |  | Gowri | REILKO | Automotive
595 | Active | SPG101/1 | SETTING MASTER | 65.000/64.500 | * | * | NA | attribute | WK316 | WK316 | MSIL | MSIL Plant | Inhouse-Gauges | 6 MONTH | 2026-02-14 | 2026-08-14 | OK |  |  | Pavi | Gowri | MSIL | Automotive
596 | Active | HG993/01 | HEIGHT GAUGE | 71.8 | * | * | NA | attribute | WPA1042 | WPA1042 | MSIL | MSIL Plant | Inhouse-Gauges | 6 MONTH | 2025-10-14 | 2026-04-14 | OVER DUE |  |  | PAVI | Gowri | MSIL | Automotive
597 | Active | HG076/02 | HEIGHT GAUGE | 2.2±0.15 | * | * | NA | attribute | WPA896 | WPA896 | GM BULD WP ASSY | MSIL Plant | Inhouse-Gauges | 6 MONTH | 2025-12-01 | 2026-06-01 | OK |  |  | Pavi | Gowri | MSIL | Automotive
598 | Active | DG0066/06 | DEPTH GAUGE | 27.300/27.600 | * | * | NA | attribute | OP926 | OP926-01 | ASSY | MSIL Plant | Inhouse-Gauges | 6 MONTH | 2026-03-09 | 2026-09-09 | OK |  |  | PAVI | Gowri | MSIL | Automotive
599 | Active | DG140 | DEPTH GAUGE | 7.500/7.700 | * | * | NA | attribute | WPA115 | WPA115 | MSIL | MSIL Plant | Inhouse-Gauges | 6 MONTH | 2026-03-09 | 2026-09-09 | OK |  |  | PAVI | Gowri | MSIL | Automotive
600 | STOCK | SNG589/01 | SNAP GAUGE | 42.450/42.430 |  | EE |  |  | WPP807 | WPP807 | ASSY | MSIL Plant | Inhouse-Gauges | 3 MONTH |  |  | NO PLAN |  |  |  | Gowri | SIMSON | Automotive
600 | Active | SNG589/01 | SNAP GAUGE | 42.450/42.430 | * | * | NA | attribute | WPA964 | WP964 | GM BULD WP ASSY | MSIL Plant | Inhouse-Gauges | 1 MONTH | 2026-04-01 | 2026-05-01 | OVER DUE |  |  |  | Gowri | MSIL | Automotive
601 | ACTIVE | HG455/01 | HEIGHT GAUGE | TOTAL HEIGHT GAUGE |  | YE |  |  | WPA1009 | WPA1009 | AL ASSEMBLY | M&M Plant | Inhouse-Gauges | 6 MONTH | 2025-11-07 | 2026-05-07 | OVER DUE |  |  |  | Pavi | M&M | Automotive
602 | Active | HG456/02 | HEIGHT GAUGE | 85.500/86.100 | * | * | NA | attribute | WPA969 | WPA969 | GM BULD WP ASSY | MSIL Plant | Inhouse-Gauges | 6 MONTH | 2025-11-25 | 2026-05-25 | OK |  | 2018-11-25 |  | Gowri | MSIL | Automotive
603 | STOCK | HG154/01 | HEIGHT GAUGE | GROOVE HEIGHT GAUGE |  | RBC |  |  | WPA991 | WPA991 | ASSY | MSIL Plant | Inhouse-Gauges | 3 MONTH |  |  | NO PLAN |  |  |  | Gowri | TVS | Automotive
604 | Active | HG1037/01 | HEIGHT GAUGE | TOTAL HEIGHT | * | * | NA | attribute | WPA964 | WPA964 | ASSY | Fuel Pump | Inhouse-Gauges | 6 MONTH | 2026-01-30 | 2026-07-30 | OK |  |  |  | Gowri | Fuel Pump | Automotive
605 | Active | DI787/02 | DIAL INDICATOR | 0.010 ~10.000 mm | 0.01MM | MITUTOYO |  | ANALOG | OP906 | OP906 | ASSY | MSIL Plant | Inhouse-Instruments | 6 MONTH | 2025-11-24 | 2026-05-24 | OK |  | 2025-05-24 | PAVI | Pavi | MSIL | Automotive
606 | Active | SPG523/1 | SPECIAL GAUGE | 51.0+0.30 | * | * | NA | attribute | GM TOP | GM TOP | GM BULD WP ASSY | MSIL Plant | Inhouse-Gauges | 6 MONTH | 2025-12-26 | 2026-06-26 | OK |  |  | Pavi | Gowri | MSIL | Automotive
607 | Active | SNG299/1 | SNAP GAUGE | 52.500/51.500 | * | * | NA | attribute | WPA964 | WP964 | GM BULD WP ASSY | MSIL Plant | Inhouse-Gauges | 6 MONTH | 2026-02-01 | 2026-08-01 | OK |  |  | Pavi | Gowri | MSIL | Automotive
608 | Active | SNG088/15 | SNAP GAUGE | 30.280/30.180 | * | * | NA | attribute | OP1010 | OP1010 | MSIL ASSY | MSIL Plant | Inhouse-Gauges | 6 MONTH | 2026-02-26 | 2026-08-26 | OK |  | 2023-08-26 | PAVI | Gowri | MSIL | Automotive
609 | Active | SNG571/01 | SNAP GAUGE | 26.200/25.800 | * | * | NA | attribute | WP938 | OP854 | ASSY | MSIL Plant | Inhouse-Gauges | 6 MONTH | 2026-01-09 | 2026-07-09 | OK |  |  | Pavi | Gowri | MSIL | Automotive
610 | Active | DI798 | DIAL INDICATOR | 0.010 ~10.000 mm | * | * | NA | attribute | WPA962,WPA964 | WP962,WP964 | ASSY | MSIL Plant | Inhouse-Instruments | 6 MONTH | 2026-03-01 | 2026-09-01 | OK |  | 2024-03-01 | PAVI | Pavi | MSIL | Automotive
611 | Active | SPG768/03 | SPECIAL GAUGE | 7.000/7.300 | * | * | NA | attribute | WPA981 | WPA981 | ASSY-01 | Ford | Inhouse-Gauges | 6 MONTH | 2026-03-09 | 2026-09-09 | OK |  |  | Pavi | Pavi | Ford | Automotive
612 | Active | SPG858/02 | SPECIAL GAUGE | 7.100/7.300 | * | * | NA | attribute | WP | WP | MSIL | MSIL Plant | Inhouse-Gauges | 6 MONTH | 2026-04-04 | 2026-10-04 | OK |  |  | PAVI | Gowri | MSIL | Automotive
613 | Active | SM199/01 | SETTING MASTER | 4.9 | * | * | NA | attribute | WPA981 | WPA981 | M/C SHOP | Ford | Inhouse-Gauges | 6 MONTH | 2026-02-13 | 2026-08-13 | OK |  |  | PAVI | Pavi | Ford | Automotive
614 | Active | DG0066/05 | DEPTH GAUGE | IMPELLER | * | * | NA | attribute | WP | WP | ASSY | MSIL Plant | Inhouse-Gauges | 6 MONTH | 2026-03-09 | 2026-09-09 | OK |  |  | PAVI | Gowri | MSIL | Automotive
615 | Active | DG687/01 | DEPTH GAUGE | 15.400/15.600 | * | * | NA | attribute | WPA969 | WPA969 | GM BULD WP ASSY | MSIL Plant | Inhouse-Gauges | 6 MONTH | 2025-11-25 | 2026-05-25 | OK |  | 2019-05-25 | PAVI | Gowri | MSIL | Automotive
616 | Active | DI453 | DIAL INDICATOR | 0.010 ~10.000 mm | 0.01MM | MITUTOYO |  | ANALOG | WPA114 | WPA114 | ASSY | MSIL Plant | Inhouse-Instruments | 6 MONTH | 2026-01-20 | 2026-07-20 | OK |  | 2023-01-20 | PAVI | Pavi | MSIL | Automotive
617 | Active | HGM163/02 | HEIGHT GAUGE MASTER | 8.5 | * | * | NA | attribute | OP898 | OP898 | ASSY-01 | GM | Inhouse-Gauges | 6 MONTH | 2025-11-21 | 2026-05-21 | DUE SOON |  | 2019-05-21 | Pavi | Pavi | GM | Automotive
618 | Active | CS019 | COMPARTOR STAND | ±0.010mm | * | * | NA |  | WPA114 | WPA114 | ASSY LINE I | MSIL Plant | Inhouse-Instruments | 3 MONTH | 2026-02-12 | 2026-05-12 | OVER DUE |  |  | PAVI | Gowri | MSIL | Automotive
619 | Active | SM163/01 | SETTING MASTER | 112 | * | * | NA | attribute | WPA827 | WP827 | AASY | MSIL Plant | Inhouse-Gauges | 6 MONTH | 2025-10-22 | 2026-04-22 | OVER DUE |  |  | Pavi | Gowri | MSIL | Automotive
620 | Active | TW222 | TORQUE WRENCH | 10-50Nm | QL50N-125422M | TOHNICHI |  | QL50N | WPA964 | WP964 | WP964 | MSIL Plant | Inhouse-Instruments | 6 MONTH | 2026-02-03 | 2026-08-03 | OK |  |  | PAVI | Gowri | MSIL | Automotive
621 | Active | PG668/82 | PLUG GAUGE | 4.911/5.153 | * | * | NA | attribute | M1102 | M1102 | Pressure cap/Assy | MSIL Plant | Inhouse-Gauges | 6 MONTH | 2026-02-24 | 2026-08-24 | OK |  | 2023-02-24 | Pavi | Gowri | MSIL | Automotive
622 | Active | PG1026/01 | PLUG GAUGE | 3.900/4.100 | * | * | NA | attribute | WPA694 | WPA694 | ASSY | Fuel Pump | Inhouse-Gauges | 1 MONTH | 2026-04-28 | 2026-05-28 | OK |  |  | PAVI | Gowri | Fuel Pump | Automotive
623 | Active | PG0183/07 | PLUG GAUGE | 9.000/9.500 | * | * | NA | attribute | WPA114 | WP114 | ASSY | MSIL Plant | Inhouse-Gauges | 6 MONTH | 2026-03-19 | 2026-09-19 | OK |  | 2026-03-19 | Pavi | Gowri | MSIL | Automotive
624 | Active | SPG1050/01 | SPECIAL GAUGE | PCD 45 | * | * | NA | attribute | WP964 | WP964 | ASSY | MSIL Plant | Inhouse-Gauges | 6 MONTH | 2026-02-10 | 2026-08-10 | OK |  |  | Pavi | Gowri | MSIL | Automotive
625 | Active | DI790 | DIAL INDICATOR | 0.010 ~10.000 mm | 0.01MM | MITYTOYO |  | ANALOG | WPA977 | WP977 | ASSY-01 | M&M Plant | Inhouse-Instruments | 6 MONTH | 2026-02-12 | 2026-08-12 | OK |  | 2024-02-12 | PAVI | Pavi | M&M | Automotive
626 | Active | CS001 | COMPARTOR STAND | GRINAT FLATNESS | * | * | NA | attribute | WPA114 | WP114 | ASSY | MSIL Plant | Inhouse-Instruments | 3 MONTH | 2026-02-16 | 2026-05-16 | DUE SOON |  |  | PAVI | Gowri | TML | Automotive
627 | Active | HGM462/01 | HEIGHT GAUGE MASTER | 71.8 | * | * | NA | attribute | WPA1026M | WP1026M | M&M | M&M Plant | Inhouse-Gauges | 6 MONTH | 2026-01-16 | 2026-07-16 | OK |  |  | Pavi | Gowri | M&M | Automotive
628 | Active | HG462/01 | HEIGHT GAUGE | 71.80±0.3 | * | * | NA | attribute | WPA1035 | WPA1035 | GM TOP | MSIL Plant | Inhouse-Gauges | 6 MONTH | 2026-01-16 | 2026-07-16 | OK |  |  | Pavi | Gowri | VECV-2026 | Automotive
629 | Active | DI825 | DIAL INDICATOR | 0.010 ~10.000 mm | 0.01MM | MITUTOYO |  | ANALOG | OP772/890 | OP772/890 | ASSY | M&M Plant | Inhouse-Instruments | 6 MONTH | 2025-12-05 | 2026-06-05 | OK |  | 2025-06-05 | PAVI | Pavi | M&M | Automotive
630 | Active | RG032/01 | RING GAUGE | 70.825 | * | * | NA | attribute | WK975 | WK975 | MSIL | MSIL Plant | Inhouse-Gauges | 6 MONTH | 2025-12-28 | 2026-06-28 | OK |  |  | Pavi | Gowri | MSIL | Automotive
631 | Active | DDI068 | DIGITALDIAL INDICATOR | 0.010mm | * | * | NA | attribute | wpa1026 | WP | MSIL | MSIL Plant | Inhouse-Gauges | 6 MONTH | 2025-11-18 | 2026-05-18 | DUE SOON |  |  | Pavi | Gowri | MSIL | Automotive
632 | Active | SM902/01 | SETTING MASTER | 107 | * | * | NA | attribute | WP | WP | ASSY | MSIL Plant | Inhouse-Gauges | 6 MONTH | 2025-12-09 | 2026-06-09 | OK |  |  | Pavi | Gowri |  | Automotive
633 | Active | PG0296/01 | PLUG GAUGE | 7.000/7.500 | * | * | NA | attribute | WPA781 | WPA781 | ASSY | Fuel Pump | Inhouse-Gauges | 6 MONTH | 2026-01-31 | 2026-07-31 | OK |  |  | SHARON | Gowri | Fuel Pump | Automotive
634 | Active | DI686 | DIAL INDICATOR | 0.010 ~10.000 mm | 0.01MM | MITUTOYO |  | ANALOG |  |  | ASSY | MSIL Plant | Inhouse-Instruments | 6 MONTH | 2026-03-27 | 2026-09-27 | OK |  | 2021-03-27 | Pavi | Pavi | MSIL | Automotive
635 | Active | DI818 | DIAL INDICATOR | 0.010 ~10.000 mm | 0.01MM | MITUTOYO |  | ANALOG |  |  | ASSY | MSIL Plant | Inhouse-Instruments | 6 MONTH | 2025-11-28 | 2026-05-28 | OK |  | 2024-11-28 | PAVI | Pavi | MSIL | Automotive
636 | Active | HG125/01 | HEIGHT GAUGE | 92.50/91.50 | * | * | NA | attribute | WPA964 | WPA964 |  | MSIL Plant | Inhouse-Gauges | 6 MONTH | 2025-11-08 | 2026-05-08 | OVER DUE |  |  |  | Gowri | MSIL | Automotive
637 | Active | PG519/01 | PLUG GAUGE | 6.150/6.200 | * | * | NA | attribute | FP | SQA | FP RECEIVING | Fuel Pump | Inhouse-Gauges | 6 MONTH | 2025-11-23 | 2026-05-23 | OK |  | 2023-11-23 | SHARON | Gowri | Fuel Pump | Automotive
638 | Active | PG0279/09 | PLUG GAUGE | 5.990/6.000 | * | * | NA | attribute | FP | SQA | FP RECEIVING | Fuel Pump | Inhouse-Gauges | 1 MONTH | 2026-05-05 | 2026-06-05 | OK |  | 2025-04-05 | SHARON | Gowri | Fuel Pump | Automotive
639 | Active | PG606/03 | PLUG GAUGE | 9.500/9.520 | * | * | NA | attribute | FP | FP | FP RECEIVING | Fuel Pump | Inhouse-Gauges | 1 MONTH | 2026-04-28 | 2026-05-28 | OK |  |  | SHARON | Gowri | Fuel Pump | Automotive
640 | Active | PG607/01 | PLUG GAUGE | 7.750/7.770 | * | * | NA | attribute | FP | FP | FP RECEIVING | Fuel Pump | Inhouse-Gauges | 1 MONTH | 2026-04-17 | 2026-05-17 | DUE SOON |  |  | SHARON | Gowri | Fuel Pump | Automotive
641 | Active | PG0270/05 | PLUG GAUGE | 11.000/11.027 | * | * | NA | attribute | FP | SQA | SQA Inspection | SQA | Inhouse-Gauges | 1 MONTH | 2026-04-02 | 2026-05-02 | OVER DUE |  |  | SHARON | Pavi | SQA | Automotive
642 | Active | TPG034/08 | THREAD PLUG GAUGE | M14X1.5-6H | * | * | NA | attribute | FP | FP | SQA Inspection | Fuel Pump | Inhouse-Gauges | 6 MONTH | 2026-01-20 | 2026-07-20 | OK |  |  | SHARON | Gowri | Fuel Pump | Automotive
643 | Active | PG0278/05 | PLUG GAUGE | 10.000/10.022 | * | * | NA | attribute | FP | FP | FP RECEIVING | SQA | Inhouse-Gauges | 1 MONTH | 2026-04-22 | 2026-05-22 | DUE SOON |  | 2026-03-22 | SHARON | Pavi | Fuel Pump | Automotive
644 | Active | CCG015/01 | CONCENTRICITY GAUGE | 9.960/10.990 | * | * | NA | attribute | FP | FP | FP RECEIVING | Fuel Pump | Inhouse-Gauges | 6 MONTH | 2025-10-18 | 2026-04-18 | OVER DUE |  |  | SHARON | Gowri | Fuel Pump | Automotive
645 | Active | TPG034/06 | THREAD PLUG GAUGE | M12X15-6H | * | * | NA | attribute | FP | FP | ASSY | Fuel Pump | Inhouse-Gauges | 6 MONTH | 2026-01-20 | 2026-07-20 | OK |  |  | SHARON | Gowri | Fuel Pump | Automotive
647 | Active | TPG001/20 | THREAD PLUG GAUGE | M4-6H | * | * | NA | attribute | FP | FP | SQA Inspection | Fuel Pump | Inhouse-Gauges | 2 MONTH | 2026-03-14 | 2026-05-14 | OVER DUE |  |  | SHARON | Gowri | Fuel Pump | Automotive
648 | Active | TPG002/29 | THREAD PLUG GAUGE | M5-6H | * | * | NA | attribute | SQA | SQA | RECIVING INS | Fuel Pump | Inhouse-Gauges | 6 MONTH | 2026-01-07 | 2026-07-07 | OK |  |  | SHARON | Gowri |  | Automotive
649 | Active | TPG007/02 | THREAD PLUG GAUGE | M10X1.5-6H | * | * | NA | attribute | FP | SQA | RECIVING INS | Fuel Pump | Inhouse-Gauges | 2 MONTH | 2026-03-20 | 2026-05-20 | DUE SOON |  | 2025-01-20 |  | Gowri |  | Automotive
650 | Active | TPG042/02 | THREAD PLUG GAUGE | 5/16-18 UNC-2B | * | * | NA | attribute | FP | FP | SQA Inspection | SQA | Inhouse-Gauges | 2 MONTH | 2026-03-29 | 2026-05-29 | OK |  |  | SHARON | Pavi |  | Automotive
651 | Active | TPG044/01 | THREAD PLUG GAUGE | M8X1.25-6H | * | * | NA | attribute | SQA | SQA | SQA | M&M Plant | Inhouse-Gauges | 6 MONTH | 2026-03-03 | 2026-09-03 | OK |  |  | SHARON | Pavi | M&M FARM | Non Automotive
652 | Active | TPG006/194 | THREAD PLUG GAUGE | M8x1.25 6H | * | * | NA | attribute | OP1023 | OP1023 | SQA | M&M Plant | Inhouse-Gauges | 2 MONTH | 2026-04-04 | 2026-06-04 | OK |  | 2023-10-04 | SHARON | Pavi | Kohler | Automotive
653 | Active | TPG007/01 | THREAD PLUG GAUGE | M10X1.25-6H | * | * | NA | attribute | SQA | SQA | RECIVING INS | SQA | Inhouse-Gauges | 2 MONTH | 2026-03-20 | 2026-05-20 | DUE SOON |  | 2025-01-20 | SHARON | Pavi |  | Automotive
654 | Active | TPG003/339 | THREAD PLUG GAUGE | M6x1-6H | * | * | NA | attribute | SQA | SQA | SQA | SQA | Inhouse-Gauges | 2 MONTH | 2026-05-07 | 2026-07-07 | OK |  |  | SHARON | Pavi |  | Automotive
655 | Active | PG613/08 | PLUG GAUGE | 6.647/6.912 | * | * | NA | attribute | IFC895 | SQA | RECEIVING INS | SQA | Inhouse-Gauges | 6 MONTH | 2026-02-15 | 2026-08-15 | OK |  |  | SHARON | Pavi |  | Automotive
656 | Active | PG0117/06 | PLUG GAUGE | 6.500/6.700 | * | * | NA | attribute | OP996 | OP996 | SQA | SQA | Inhouse-Gauges | 6 MONTH | 2026-02-17 | 2026-08-17 | OK |  |  | SHARON | Pavi | M&M | Automotive
657 | Active | PG0352/10 | PLUG GAUGE | 6.025/6.047 | * | * | NA | attribute | OP996 | OP996 | SQA | SQA | Inhouse-Gauges | 1 MONTH | 2026-05-04 | 2026-06-04 | OK |  | 2025-02-04 | SHARON | Pavi | M&M | Automotive
658 | Active | PG190/10 | PLUG GAUGE | 7.000/7.200 | * | * | NA | attribute | OP1017 COVER | OP1017 COVER | SQA | SQA | Inhouse-Gauges | 6 MONTH | 2026-02-12 | 2026-08-12 | OK |  | 2023-08-12 | SHARON | Pavi | M&M | Automotive
659 | Active | PG0357/21 | PLUG GAUGE | 8.025/8.047 | * | * | NA | attribute | IFC977 | OP772 | SQA Inspection | SQA | Inhouse-Gauges | 1 MONTH | 2026-05-04 | 2026-06-04 | OK |  | 2026-04-04 | SHARON | Pavi | M&M | Automotive
660 | Active | TPG006/01 | THREAD PLUG GAUGE | M28x1.25-6H | * | * | NA | attribute | op | SQA | SURFACE TABLE | MSIL Plant | Inhouse-Gauges | 2 MONTH | 2026-03-09 | 2026-05-09 | OVER DUE |  |  | SHARON | Gowri | MSIL | Automotive
661 | Active | PG0402/01 | PLUG GAUGE | 6.500/7.000 | * | * | NA | attribute | OP1021 | OP1021 | MSIL | MSIL Plant | Inhouse-Gauges | 6 MONTH | 2026-02-01 | 2026-08-01 | OK |  |  |  | Gowri | MSIL | Automotive
662 | Active | PG0400/01 | PLUG GAUGE | 9.500/8.500 | * | * | NA | attribute | OP1021 | OP1021 | MSIL | MSIL Plant | Inhouse-Gauges | 6 MONTH | 2026-02-01 | 2026-08-01 | OK |  |  |  | Gowri | MSIL | Automotive
663 | Active | PG0401/01 | PLUG GAUGE | 8.400/8.600 | * | * | NA | attribute | OP1021 | OP1021 | MSIL | MSIL Plant | Inhouse-Gauges | 6 MONTH | 2026-02-01 | 2026-08-01 | OK |  |  |  | Gowri | MSIL | Automotive
664 | Active | SNG387/01 | SNAP GAUGE | 7.300/7.700 | * | * | NA | attribute | OP1021 | OP1021 | MSIL | MSIL Plant | Inhouse-Gauges | 6 MONTH | 2026-02-01 | 2026-08-01 | OK |  |  |  | Gowri | MSIL | Automotive
665 | Active | SNG301/01 | SNAP GAUGE | 27.200/27.800 | * | * | NA | attribute | OP1021 | OP1021 | MSIL | MSIL Plant | Inhouse-Gauges | 6 MONTH | 2026-02-01 | 2026-08-01 | OK |  |  |  | Gowri | MSIL | Automotive
666 | Active | PG818/38 | PLUG GAUGE | 20.000/20.021 | * | * | NA | attribute | OP1010 | OP1010 | MSIL ASSY | MSIL Plant | Inhouse-Gauges | 1 MONTH | 2026-04-09 | 2026-05-09 | OVER DUE |  |  |  | Gowri | MSIL | Automotive
667 | Active | DDI045 | DIGITALDIAL INDICATOR | 0.010mm | YUZUKI | YUZUKI |  | DIGITAL DAIL | IFC895M1 | IFC895M1 | ASSY-01 | M&M Plant | Inhouse-Instruments | 6 MONTH | 2026-01-22 | 2026-07-22 | OK |  |  |  | Pavi | M&M | Automotive
668 | Active | PG645/08 | PLUG GAUGE | 18.376/18.676 | * | * | NA | attribute | IFC895M1BS6 | IFC895M1BS6 | M&M AL M/C SHOP | M&M Plant | Inhouse-Gauges | 6 MONTH | 2026-02-28 | 2026-08-28 | OK |  | 2026-02-28 | PAVI | Pavi | M&M | Automotive
669 | Active | PG613/68 | PLUG GAUGE | 6.675/6.912 | * | * | NA | attribute | IFC895M1 | IFC895M1 | M&M M/C SHOP | M&M Plant | Inhouse-Gauges | 6 MONTH | 2025-09-28 | 2026-03-28 | OVER DUE |  |  |  | Pavi | M&M | Automotive
670 | Active | PG649/01 | PLUG GAUGE | 14.376/14.676 | * | * | NA | attribute | IFC895 | OP989 | AL ASSEMBLY | M&M Plant | Inhouse-Gauges | 6 MONTH | 2025-12-18 | 2026-06-18 | OK |  |  | Pavi | Pavi | M&M | Automotive
671 | Active | PG796/02 | PLUG GAUGE | 9.200/9.700 | * | * | NA | attribute | IFC977 | IFC895M1BS6 | AL ASSEMBLY | M&M Plant | Inhouse-Gauges | 6 MONTH | 2025-12-01 | 2026-06-01 | OK |  |  |  | Pavi | M&M | Automotive
672 | Active | PG614/14 | PLUG GAUGE | 8.376/8.676 | * | * | NA | attribute | IFC895M1BS6 | IFC895M1BS6 | M&M ASSY | M&M Plant | Inhouse-Gauges | 6 MONTH | 2026-01-03 | 2026-07-03 | OK |  | 2026-01-03 |  | Pavi | M&M | Automotive
673 | Active | PG1025/01 | PLUG GAUGE | 2.500/2.700 | * | * | NA | attribute | IFC977M2 | IFC-977 M2 | ASSY M2 | M&M Plant | Inhouse-Gauges | 6 MONTH | 2026-01-18 | 2026-07-18 | OK |  |  |  | Pavi | M&M | Automotive
674 | Active | SNG380/03 | SNAP GAUGE | 35.300/34.700 | * | * | NA | attribute | IFC977M2 | WPA1009 | AL ASSEMBLY | M&M Plant | Inhouse-Gauges | 6 MONTH | 2025-11-16 | 2026-05-16 | DUE SOON |  |  | PAVI | Pavi | M&M | Automotive
675 | Active | SNG380/05 | SNAP GAUGE | 31.300/30.700 | * | * | NA | attribute | IFC977M2 | IFC-977 M2 | M&M ASSY | M&M Plant | Inhouse-Gauges | 6 MONTH | 2026-01-18 | 2026-07-18 | OK |  |  |  | Pavi | M&M | Automotive
676 | Active | PG674/02 | PLUG GAUGE | 9.000/9.200 | * | * | NA | attribute | WP1026 | WP1026 | M/C | M&M Plant | Inhouse-Gauges | 6 MONTH | 2026-02-02 | 2026-08-02 | OK |  |  |  | Pavi | M&M | Automotive
677 | Active | PG496/8 | PLUG GAUGE | 14.800/15.200 | * | * | NA | attribute | IFC977M2 | IFC-977 M2 | ASSY M2 | M&M Plant | Inhouse-Gauges | 6 MONTH | 2026-01-18 | 2026-07-18 | OK |  |  |  | Pavi | M&M | Automotive
678 | Active | PG668/93 | PLUG GAUGE | 4.917/5.153 | * | * | NA | attribute | IFC977M2 | IFC977M2 | ASSY | M&M Plant | Inhouse-Gauges | 6 MONTH | 2026-01-26 | 2026-07-26 | OK |  | 2024-07-26 |  | Pavi | M&M | Automotive
679 | Active | PG613/74 | PLUG GAUGE | 6.647/6.912 | * | * | NA | attribute | IFC977M2 | IFC-977 M2 | ASSY M2 | M&M Plant | Inhouse-Gauges | 6 MONTH | 2026-02-18 | 2026-03-18 | OVER DUE |  |  |  | Pavi | M&M | Automotive
680 | Active | PG629/2 | PLUG GAUGE | 10.040/10.060 | * | * | NA | attribute | IFC977M2 | WPP895 | M&M AL M/C SHOP | M&M Plant | Inhouse-Gauges | 6 MONTH | 2026-01-15 | 2026-07-15 | OK |  |  |  | Pavi | M&M | Automotive
681 | Active | PG645/05 | PLUG GAUGE | 18.376/18.676 | * | * | NA | attribute | OP809 | OP898 | M/C SHOP | GM | Inhouse-Gauges | 6 MONTH | 2025-12-12 | 2026-06-12 | OK |  | 2022-12-12 |  | Pavi | GM | Automotive
682 | Active | PG614/06 | PLUG GAUGE | 8.376/8.676 | * | * | NA | attribute | OP772/890 | OP772/890 | M&M AL M/C SHOP | M&M Plant | Inhouse-Gauges | 6 MONTH | 2026-02-08 | 2026-08-08 | OK |  | 2024-08-08 |  | Pavi | M&M | Automotive
683 | Active | PG637/42 | PLUG GAUGE | 14.376/14.676 | * | * | NA | attribute | IFC895 | OP996 | AL ASSEMBLY | M&M Plant | Inhouse-Gauges | 6 MONTH | 2025-11-08 | 2026-05-08 | OVER DUE |  |  |  | Pavi | M&M | Automotive
684 | Active | PG668/89 | PLUG GAUGE | 4.917/5.153 | * | * | NA | attribute | IFC895M1 | IFC895M1 | ASSY | M&M Plant | Inhouse-Gauges | 6 MONTH | 2026-02-28 | 2026-08-28 | OK |  | 2026-02-28 |  | Pavi | M&M | Automotive
685 | Active | PG637/51 | PLUG GAUGE | 6.647/6.912 | * | * | NA | attribute | OP898 | OP898 | M/C SHOP | GM | Inhouse-Gauges | 6 MONTH | 2025-12-16 | 2026-06-16 | OK |  |  |  | Pavi | GM | Automotive
686 | Active | TPG028/14 | THREAD PLUG GAUGE | M20X1.5-6H | * | * | NA | attribute | IFC895 | SQA | AL ASSEMBLY | M&M Plant | Inhouse-Gauges | 6 MONTH | 2026-03-03 | 2026-09-03 | OK |  |  | SHARON | Pavi | M&M FARM | Non Automotive
687 | Active | TPG048/03 | THREAD PLUG GAUGE | M8X1.25-6H | * | * | NA | attribute | IFC895 |  | AL ASSEMBLY | M&M Plant | Inhouse-Gauges | 2 MONTH | 2026-03-16 | 2026-05-16 | DUE SOON |  |  | PAVI | Pavi | M&M | Automotive
688 | Active | SM201/01 | THREAD PLUG GAUGE | M24X3-6H | * | * | NA | attribute | IFC895 | SQA | SQA | SQA | Inhouse-Gauges | 2 MONTH | 2026-04-07 | 2026-10-07 | OK |  |  |  | Pavi | M&M | Automotive
688 | Active | TPG049/01 | SETTING MASTER | 1.5 | * | * | NA | attribute | OP854 | OP854 | TML OP ASSY-01 | MSIL Plant | Inhouse-Gauges | 6 MONTH | 2025-12-21 | 2026-06-21 | OK |  |  |  | Gowri | MSIL | Automotive
689 | Active | SPG791/02 | SPECIAL GAUGE | 4.9 | * | * | NA | attribute | OP1006 | OP1006 | M&M AL M/C SHOP | M&M Plant | Inhouse-Gauges | 3 MONTH | 2026-03-22 | 2026-06-22 | OK |  |  |  | Pavi | M&M | Automotive
690 | Active | DI827 | DIAL INDICATOR | 0.010 ~10.000 mm | 0.01MM | MITUTOYO |  | ANALOG | IFC895 | WP977 | ASSY-01 | M&M Plant | Inhouse-Instruments | 6 MONTH | 2025-12-19 | 2026-06-19 | OK |  | 2025-06-19 | PAVI | Pavi | M&M | Automotive
691 | Active | PG728/05 | PLUG GAUGE | 17.550/17.650 | * | * | NA | attribute | OP1010 | OP1010 | MSIL OP ASSY | MSIL Plant | Inhouse-Gauges | 6 MONTH | 2026-02-25 | 2026-08-25 | OK |  | 2026-02-25 |  | Gowri | MSIL | Automotive
692 | Active | PG0362/6 | PLUG GAUGE | 5.960/5.985 | * | * | NA | attribute | OP761 | OP761 | TML OP M/C SHOP | MSIL Plant | Inhouse-Gauges | 1 MONTH | 2026-04-02 | 2026-05-02 | OVER DUE |  |  |  | Gowri | MSIL | Automotive
693 | Active | PG0382 | PLUG GAUGE | 11.900/12.100 | * | * | NA | attribute | OP1010 | WPA887 | CI M/C SHOP | MSIL PLANT | Inhouse-Gauges | 6 MONTH | 2025-11-21 | 2026-05-21 | DUE SOON |  | 2025-11-21 |  | Gowri | MSIL | Automotive
694 | Active | PG180/4 | PLUG GAUGE | 12.000/12.027 | * | * | NA | attribute | OP1010 | SQA | CI M/C SHOP | MSIL Plant | Inhouse-Gauges | 1 MONTH | 2026-04-28 | 2026-05-28 | OK |  |  | LAKSMI | Gowri | MSIL | Automotive
695 | Active | PG0375/05 | PLUG GAUGE | 9.900/10.100 | * | * | NA | attribute | OP1010 | OP1010 | MSIL OP ASSY | MSIL Plant | Inhouse-Gauges | 6 MONTH | 2026-02-25 | 2026-08-25 | OK |  | 2021-02-25 |  | Gowri | MSIL | Automotive
696 | Active | PG0373/03 | PLUG GAUGE | 6.000/6.018 | * | * | NA | attribute | OP1010 | OP1010 | MSIL OP ASSY | MSIL Plant | Inhouse-Gauges | 1 MONTH | 2026-05-14 | 2026-06-14 | OK |  | 2026-02-14 |  | Gowri | MSIL | Automotive
697 | Active | TPG009/18 | THREAD PLUG GAUGE | M12X1.25-6H | * | * | NA | attribute | OP1010 | OP1010 | MSIL | MSIL Plant | Inhouse-Gauges | 2 MONTH | 2026-04-13 | 2026-06-13 | OK |  | 2025-12-13 | PAVI | Gowri | MSIL | Automotive
698 | Active | PG453/04 | PLUG GAUGE | 13.990/14.000 | * | * | NA | attribute | OP1010 | OP1010 | MSIL | MSIL Plant | Inhouse-Gauges | 6 MONTH | 2026-02-16 | 2026-08-16 | OK |  |  |  | Gowri | MSIL | Inhouse Lab/Site Gauges
699 | Active | TPG035/07 | THREAD PLUG GAUGE | 5/8-18UNF 2B | * | * | NA | attribute | OP1010 | OP1010 | MSIL | MSIL Plant | Inhouse-Gauges | 12 MONTH | 2025-10-15 | 2026-10-15 | OK |  |  |  | Gowri | MSIL | Inhouse Lab/Site Gauges
701 | Active | SNG267/03 | SNAP GAUGE | 13.200/12.800 |  | SLSE |  |  | WP1026 | WP1026 | M/C | M&M Plant | Inhouse-Gauges | 6 MONTH | 2026-02-02 | 2026-08-02 | OK |  |  |  | Pavi | M&M | Automotive
702 | Active | DG523/1 | DEPTH GAUGE | 9.500/9.700 | * | * | NA | attribute | WPA939M | WPA939M | CI ASSY-01 | M&M Plant | Inhouse-Gauges | 6 MONTH | 2026-01-07 | 2026-07-07 | OK |  |  |  | Pavi | M&M | Automotive
703 | Active | DG710 | DEPTH GAUGE | 3.100/3.300 | * | * | NA | attribute | WPA939 | WPA939 | CI M/C SHOP | M&M Plant | Inhouse-Gauges | 6 MONTH | 2025-12-28 | 2026-06-28 | OK |  |  |  | Pavi | M&M | Automotive
704 | Active | DG417/1 | DEPTH GAUGE | 25.700/25.900 | * | * | NA | attribute | WPA899 | WPA899 | CI M/C SHOP | M&M Plant | Inhouse-Gauges | 6 MONTH | 2025-11-26 | 2026-05-26 | OK |  |  |  | Pavi | M&M | Automotive
705 | Active | SNG487/01 | SNAP GAUGE | 83.948/83.900 | * | * | NA | attribute | WPA887 | WPA887 | M&M | M&M Plant | Inhouse-Gauges | 1 MONTH | 2026-05-06 | 2026-06-06 | OK |  | 2026-03-06 |  | Pavi | M&M | Automotive
706 | Active | SNG786/2 | SNAP GAUGE | 79.000/78.810 | * | * | NA | attribute | WPA887 | WP887 | M/C SHOP | M&M Plant | Inhouse-Gauges | 6 MONTH | 2025-12-29 | 2026-06-29 | OK |  |  |  | Pavi | M&M | Automotive
707 | Active | SPG1051/01 | SPECIAL GAUGE | TOP BLACK | * | * | NA | attribute | OP1026 | OP1026 | M/C SHOP | M&M Plant | Inhouse-Gauges | 6 MONTH | 2026-02-10 | 2026-08-10 | OK |  |  |  | Pavi | M&M | Automotive
708 | Active | DDI073 | DIGITALDIAL INDICATOR | 0.010mm | 0.01MM | YUZUKI |  | Digital | OP772 | OP772 | M/C SHOP | M&M Plant | Inhouse-Instruments | 6 MONTH | 2025-11-18 | 2026-05-18 | DUE SOON |  |  |  | Pavi | M&M | Automotive
709 | Active | SNG185/01 | SNAP GAUGE | 23.300/22.700 | * | * | NA | attribute | OP1023 | OP1023 | M/C | M&M Plant | Inhouse-Gauges | 6 MONTH | 2025-11-27 | 2026-05-27 | OK |  | 2025-11-27 | PAVI | Pavi | Kohler | Automotive
710 | Active | SNG326/01 | SNAP GAUGE | 12.600/13.000 | * | * | NA | attribute | OP1023 | OP1023 | M/C | M&M Plant | Inhouse-Gauges | 6 MONTH | 2025-11-27 | 2026-05-27 | OK |  | 2023-05-27 |  | Pavi | Kohler | Automotive
711 | Active | SNG347/01 | SNAP GAUGE | 27.200/27.800 | * | * | NA | attribute | OP1023 | OP1023 | M/C | M&M Plant | Inhouse-Gauges | 6 MONTH | 2025-11-27 | 2026-05-27 | OK |  | 2023-05-27 | PAVI | Pavi | Kohler | Automotive
712 | Active | DG907/01 | DEPTH GAUGE | 8.800/9.200 | * | * | NA | attribute | OP1023 | OP1023 | M/C | M&M Plant | Inhouse-Gauges | 6 MONTH | 2025-11-27 | 2026-05-27 | OK |  | 2023-05-27 | PAVI | Pavi | Kohler | Automotive
713 | Active | SNG615/11 | SNAP GAUGE | 101.964/101.929 | * | * | NA | attribute | WPA791 | WPP791 | ASSY | M&M Plant | Inhouse-Gauges | 1 MONTH | 2026-04-09 | 2026-05-09 | OVER DUE |  |  |  | Pavi | M&M | Automotive
714 | Active | SPG204/04 | SPECIAL GAUGE | 1.5 | * | * | NA | attribute | OP1010 | OP1010 | M/C SHOP | MSIL Plant | Inhouse-Gauges | 6 MONTH | 2025-10-10 | 2026-04-10 | OVER DUE |  |  |  | Gowri | MSIL | Automotive
715 | Active | SM207/04 | SETTING MASTER | 1.5 | * | * | NA | attribute | OP1010 | OP1010 | MSIL OP M/C SHOP | MSIL Plant | Inhouse-Gauges | 6 MONTH | 2025-10-10 | 2026-04-10 | OVER DUE |  |  |  | Gowri | MSIL | Automotive
716 | Active | DI819 | DIAL INDICATOR | 0.010 ~10.000 mm | 0.01MM | MITUTOYO |  | ANALOG | OP1010 | OP1010 | SURFACE TABLE | MSIL Plant | Inhouse-Instruments | 6 MONTH | 2025-11-28 | 2026-05-28 | OK |  | 2024-05-28 | PAVI | Pavi | MSIL | Automotive
717 | Active | SPG1009/03 | SPECIAL GAUGE | 25.06/25.08 TOP BLOCK | * | * | NA | attribute | OP1010 | OP1010 | M/C SHOP | MSIL Plant | Inhouse-Gauges | 6 MONTH | 2025-10-10 | 2026-04-10 | OVER DUE |  |  |  | Gowri | MSIL | Automotive
718 | Active | SM991/01 | SETTING MASTER | 10.245 | * | * | NA | attribute | OP1010 | OP1010 | MSIL OP M/C SHOP | MSIL Plant | Inhouse-Gauges | 6 MONTH | 2025-12-09 | 2026-06-09 | OK |  |  |  | Gowri | MSIL | Automotive
719 | Active | DI722 | DIAL INDICATOR | 0.001~1.000 mm | 0.001MM | MITUTOYO |  | ANALOG | OP1010 | OP1010 | M/C SHOP | MSIL Plant | Inhouse-Instruments | 3 MONTH | 2026-03-24 | 2026-06-24 | OK |  | 2023-06-24 | PAVI | Pavi | MSIL | Automotive
720 | Active | DG1035/01 | DEPTH GAUGE | 40.350/41.150 | * | * | NA | attribute | OP1010 | OP1010 | MSIL M/C SHOP | MSIL Plant | Inhouse-Gauges | 6 MONTH | 2026-03-28 | 2026-09-28 | OK |  |  | LAKSMI | Gowri | MSIL | Automotive
721 | Active | DG1033/01 | DEPTH GAUGE | 70.500/71.500 | * | * | NA | attribute | OP1010 | OP1010 | MSIL M/C SHOP | MSIL Plant | Inhouse-Gauges | 6 MONTH | 2026-03-28 | 2026-09-28 | OK |  | 2022-09-28 |  | Gowri | MSIL | Automotive
722 | Active | DG1034/02 | DEPTH GAUGE | 7.000/8.000 | * | * | NA | attribute | OP1010 | OP1010 | MSIL M/C SHOP | MSIL Plant | Inhouse-Gauges | 6 MONTH | 2026-04-22 | 2026-10-22 | OK |  | 2023-04-22 | LAKSMI | Gowri | MSIL | Automotive
723 | Active | DG171/05 | DEPTH GAUGE | 6.800/7.200 | * | * | NA | attribute | OP1010 CP | OP1010 CP | MSIL OP M/C SHOP | MSIL Plant | Inhouse-Gauges | 6 MONTH | 2026-04-25 | 2026-10-25 | OK |  | 2022-04-25 |  | Gowri | MSIL | Automotive
724 | Active | DG238/03 | DEPTH GAUGE | 17.200/16.800 | * | * | NA | attribute | OP1010 | OP1010 | MSIL M/C SHOP | MSIL Plant | Inhouse-Gauges | 6 MONTH | 2026-01-02 | 2026-07-02 | OK |  |  | LAKSMI | Gowri | MSIL | Automotive
725 | Active | DG438/01 | DEPTH GAUGE | 60.250/60.550 | * | * | NA | attribute | OP1010 | OP1010 | MSIL M/C SHOP | MSIL Plant | Inhouse-Gauges | 6 MONTH | 2026-04-22 | 2026-10-22 | OK |  | 2026-04-22 |  | Gowri | MSIL | Automotive
726 | Active | SNG617/01 | SNAP GAUGE | 13.100/12.100 | * | * | NA | attribute | OP1010 | OP1010 | MSIL M/C SHOP | MSIL Plant | Inhouse-Gauges | 6 MONTH | 2026-03-28 | 2026-09-28 | OK |  |  |  | Gowri | MSIL | Automotive
727 | Active | SNG619/01 | SNAP GAUGE | 13.700/12.700 | * | * | NA | attribute | OP1010 | OP1010 | MSIL M/C SHOP | MSIL Plant | Inhouse-Gauges | 6 MONTH | 2025-11-28 | 2026-05-28 | OK |  |  |  | Gowri | MSIL | Automotive
728 | Active | PG613/25 | PLUG GAUGE | 6.647/6.912 | * | * | NA | attribute | OP986 | OP1010 | MSIL OP ASSY | MSIL Plant | Inhouse-Gauges | 6 MONTH | 2025-12-02 | 2026-06-02 | OK |  |  |  | Gowri | MSIL | Automotive
729 | Active | PG704/04 | PLUG GAUGE | 10.980/11.020 | * | * | NA | attribute | OP877 | OP877 | OTHERS OP ASSY-01 | MSIL Plant | Inhouse-Gauges | 1 MONTH | 2026-04-23 | 2026-05-23 | OK |  |  |  | Gowri | MSIL | Automotive
730 | Active | TPG003/346 | THREAD PLUG GAUGE | M6x1-6H | * | * | NA | attribute | IFC794M | IFC794M | ASSY | MSIL Plant | Inhouse-Gauges | 2 MONTH | 2026-04-28 | 2026-06-28 | OK |  |  |  | Gowri | TML | Automotive
731 | Active | PG728/06 | PLUG GAUGE | 17.550/17.650 | * | * | NA | attribute | OP1010 | OP1010 | MSIL M/C SHOP | MSIL Plant | Inhouse-Gauges | 6 MONTH | 2026-02-25 | 2026-08-25 | OK |  | 2026-08-25 |  | Gowri | MSIL | Automotive
732 | Active | PG0094/24 | PLUG GAUGE | 7.000/7.300 | * | * | NA | attribute | OP1010 | OP1010 | ASSY | MSIL Plant | Inhouse-Gauges | 6 MONTH | 2026-04-21 | 2026-10-21 | OK |  | 2023-04-21 |  | Gowri | MSIL | Automotive
733 | Active | PG0084/31 | PLUG GAUGE | 14.000/14.027 | * | * | NA | attribute | OP1010 | OP1010 | MSIL M/C SHOP | MSIL Plant | Inhouse-Gauges | 1 MONTH | 2026-05-14 | 2026-06-14 | OK |  | 2026-02-14 |  | Gowri | MSIL | Automotive
734 | Active | PG0375/03 | PLUG GAUGE | 9.900/10.100 | * | * | NA | attribute | OP1010 | OP1010 | MSIL OP ASSY | MSIL Plant | Inhouse-Gauges | 6 MONTH | 2026-02-22 | 2026-08-22 | OK |  | 2021-08-22 |  | Gowri | MSIL | Automotive
735 | Active | SPG703/03 | SPECIAL GAUGE | 16.000/16.050 | * | * | NA | attribute | OP959 | OP959 | MSIL OP M/C SHOP | MSIL Plant | Inhouse-Gauges | 3 MONTH | 2026-03-15 | 2026-06-15 | OK |  |  |  | Gowri | MSIL | Automotive
736 | Active | DI676 | DIAL INDICATOR | 0.001~1.000 mm | 0.001MM | MITUTOYO |  | ANALOG | OP1010 | OP1010 | M/C SHOP | SQA | Inhouse-Instruments | 6 MONTH | 2026-05-22 | 2026-11-22 | OK |  | 2024-05-22 |  | Pavi |  | Automotive
737 | Active | DI332 | DIAL INDICATOR | 0.010 ~10.000 mm | 0.01MM | MITUTOYO |  | ANALOG | WPA853S | WPA853S | WPA853S M/C SHOP | MSIL Plant | Inhouse-Instruments | 6 MONTH | 2026-03-15 | 2026-09-15 | OK |  | 2023-03-15 | PAVI | Pavi | MSIL | Automotive
738 | Active | SM101/03 | SETTING MASTER | 16 | * | * | NA | attribute | OP959 | OP959 | MSIL OP M/C SHOP | MSIL Plant | Inhouse-Gauges | 3 MONTH | 2026-03-15 | 2026-06-15 | OK |  |  |  | Gowri | MSIL | Automotive
739 | Active | PG490/09 | PLUG GAUGE | 20.000/20.021 | * | * | NA | attribute | OP1010 | OP1010 | MSIL | MSIL Plant | Inhouse-Gauges | 1 MONTH | 2026-04-28 | 2026-05-28 | OK |  |  |  | Gowri | MSIL | Automotive
740 | Active | PG0375/04 | PLUG GAUGE | 9.900/10.100 | * | * | NA | attribute | OP1010 | OP1010 | MSIL | MSIL Plant | Inhouse-Gauges | 6 MONTH | 2026-02-01 | 2026-08-01 | OK |  |  |  | Gowri | MSIL | Automotive
741 | Active | PG806/02 | PLUG GAUGE | 39.000/39.600 | * | * | NA | attribute | OP1010 | OP1010 | MSIL | MSIL Plant | Inhouse-Gauges | 6 MONTH | 2026-03-28 | 2026-09-28 | OK |  |  |  | Gowri | MSIL | Automotive
742 | Active | DG549/03 | DEPTH GAUGE | 6.300/6.700 | * | * | NA | attribute | OP1010 | OP1010 | MSIL | MSIL Plant | Inhouse-Gauges | 6 MONTH | 2026-03-20 | 2026-09-20 | OK |  | 2026-03-20 | LAKSMI | Gowri | MSIL | Automotive
743 | Active | DG103/01 | DEPTH GAUGE | 7.000/8.000 | * | * | NA | attribute | OP1010 | OP1010 | MSIL M/C SHOP | MSIL Plant | Inhouse-Gauges | 6 MONTH | 2026-04-22 | 2026-10-22 | OK |  | 2026-04-22 |  | Gowri | MSIL | Automotive
744 | Active | SLG144/1 | SLIP GAUGE | 3.856/3.588 | * | * | NA | attribute | WP910 | WP910 | M&M | M&M Plant | Inhouse-Gauges | 6 MONTH | 2026-01-12 | 2026-07-12 | OK |  |  | Pavi | Pavi | M&M | Automotive
745 | Active | SNG760/1 | SNAP GAUGE | 100.806/100.654 | * | * | NA | attribute | WPA910 | WPA910 | CI M/C SHOP | M&M Plant | Inhouse-Gauges | 6 MONTH | 2026-02-26 | 2026-08-26 | OK |  | 2020-02-26 |  | Pavi | M&M | Automotive
746 | Active | SNG761/03 | SNAP GAUGE | 104.928/104.893 | * | * | NA | attribute | WPA910 | WP910 | M&M | M&M Plant | Inhouse-Gauges | 1 MONTH | 2026-05-12 | 2026-06-12 | OK |  | 2026-02-12 |  | Pavi | M&M | Automotive
747 | Active | SNG486 | SNAP GAUGE | 69.800/70.200 | * | * | NA | attribute | WPA887 | WPA887 | M&M AL M/C SHOP | M&M Plant | Inhouse-Gauges | 6 MONTH | 2025-12-30 | 2026-06-30 | OK |  |  |  | Pavi | M&M | Automotive
748 | Active | PG885/01 | PLUG GAUGE | 36.400/36.420 | * | * | NA | attribute | WP899 | WP899 | M&M | M&M Plant | Inhouse-Gauges | 6 MONTH | 2026-02-16 | 2026-08-16 | OK |  |  |  | Pavi | M&M | Automotive
749 | Active | PG645/22 | PLUG GAUGE | 18.376/18.676 | * | * | NA | attribute | IFC895M1BS6 | IFC895M1BS6 | M&M AL M/C SHOP | M&M Plant | Inhouse-Gauges | 6 MONTH | 2026-01-03 | 2026-07-03 | OK |  | 2026-01-03 |  | Pavi | M&M | Automotive
750 | Active | PG888/01 | PLUG GAUGE | 2.100/2.300 | * | * | NA | attribute | M1158 | OP1023 | M&M | M&M Plant | Inhouse-Gauges | 6 MONTH | 2026-03-15 | 2026-09-15 | OK |  |  | PAVI | Pavi | Kohler | Automotive
751 | Active | PG859/01 | PLUG GAUGE | 40.700-0.200 | * | * | NA | attribute | OP1023 | OP1023 | M&M AL ASSY-01 | SQA | Inhouse-Gauges | 2 MONTH | 2026-03-01 | 2026-05-01 | OVER DUE |  |  | PAVI | Pavi | M&M | Automotive
752 | Active | PG890/01 | PLUG GAUGE | 58.300/57.700 | * | * | NA | attribute | OP1023 | OP1023 | M&M | M&M Plant | Inhouse-Gauges | 6 MONTH | 2025-11-29 | 2026-05-29 | OK |  |  | PAVI | Pavi | Kohler | Automotive
753 | Active | DG906/01 | DEPTH GAUGE | 26.000/26.400 | * | * | NA | attribute | OP1023 | OP1023 | M/C | M&M Plant | Inhouse-Gauges | 6 MONTH | 2025-11-29 | 2026-05-29 | OK |  |  | PAVI | Pavi | Kohler | Automotive
754 | Active | DG908/01 | DEPTH GAUGE | 4.800/5.200 |  | AMC |  |  | OP1023 | OP1023 | M&M | M&M Plant | Inhouse-Gauges | 6 MONTH | 2025-11-29 | 2026-05-29 | OK |  |  |  | Pavi | Kohler | Automotive
755 | Active | DG167/01 | DEPTH GAUGE | 5.800/6.200 | * | * | NA | attribute | OP1023 | OP1023 | M/C | M&M Plant | Inhouse-Gauges | 6 MONTH | 2025-11-27 | 2026-05-27 | OK |  | 2023-05-27 |  | Pavi | Kohler | Automotive
756 | Active | PG189/24 | PLUG GAUGE | 10.000/10.015 | * | * | NA | attribute | WP1023 | OP1023 | M&M | M&M Plant | Inhouse-Gauges | 1 MONTH | 2026-05-04 | 2026-06-04 | OK |  | 2024-12-04 | Pavi | Pavi | Kohler | Automotive
757 | Active | TPG036/01 | THREAD PLUG GAUGE | M30x2.6H | * | * | NA | attribute | OP1023 | OP1023 | M/C | M&M Plant | Inhouse-Gauges | 2 MONTH | 2026-03-29 | 2026-05-29 | OK |  |  | Pavi | Pavi | Kohler | Automotive
758 | Active | TPG088/09 | THREAD PLUG GAUGE | M20X1.5-6H | * | * | NA | attribute | OP1023 | OP1023 | M/C SHOP | M&M Plant | Inhouse-Gauges | 6 MONTH | 2026-02-17 | 2026-08-17 | OK |  |  |  | Pavi | Kohler | Automotive
759 | Active | SNG304/2 | SNAP GAUGE | 41.200/40.800 | * | * | NA | attribute | WPA814 | OP1023 | M&M | M&M Plant | Inhouse-Gauges | 6 MONTH | 2025-01-14 | 2026-07-14 | OK |  | 2022-01-14 |  | Pavi | M&M | Automotive
760 | Active | SNG305/2 | SNAP GAUGE | 43.200/42.600 | * | * | NA | attribute | WPA814 | WPA814 | AL ASSEMBLY | M&M Plant | Inhouse-Gauges | 6 MONTH | 2026-05-15 | 2026-11-15 | OK |  | 2023-11-15 |  | Pavi | M&M | Automotive
761 | Active | TPG006/168 | THREAD PLUG GAUGE | M8X1.25-6H | * | * | NA | attribute | IFC977 | OP898 | ASSY-01 | GM | Inhouse-Gauges | 2 MONTH | 2026-03-16 | 2026-05-16 | DUE SOON |  |  |  | Pavi | GM | Automotive
762 | Active | TPG010/12 | THREAD PLUG GAUGE | M14X1.5-6H | * | * | NA | attribute | OP898 | OP898 | VISUAL INSPECTION | GM | Inhouse-Gauges | 1 MONTH | 2026-04-21 | 2026-05-21 | DUE SOON |  |  | Pavi | Gowri | GM | Automotive
763 | Active | TPG038/09 | THREAD PLUG GAUGE | 318X1.5-6H | * | * | NA | attribute | OP898 | OP898 | GM PLANT | GM | Inhouse-Gauges | 2 MONTH | 2026-03-16 | 2026-05-16 | DUE SOON |  |  | SHARON | Pavi | GM | Automotive
764 | Active | TPG028/4 | THREAD PLUG GAUGE | M20x1.5 6H | * | * | NA | attribute | OP898 | OP898 | VISUAL INSPECTION |  | Inhouse-Gauges | 12 MONTH | 2026-03-16 | 2027-03-16 | OK |  |  |  | Gowri | M&M | Automotive
765 | Active | TPG006/322 | THREAD PLUG GAUGE | M6X1-6H | * | * | NA | attribute | OP898 | OP898 | VISUAL INSPECTION | MSIL Plant | Inhouse-Gauges | 6 MONTH | 2026-04-11 | 2026-10-11 | OK |  | 2025-10-11 | PAVI | Gowri | MSIL | Automotive
766 | Active | PG613/78 | PLUG GAUGE | 6.647/6.912 | * | * | NA | attribute | OP898 | OP898 | VISUAL INSPECTION | MSIL Plant | Inhouse-Gauges | 6 MONTH | 2025-12-01 | 2026-06-01 | OK |  |  | PAVI | Gowri | MSIL | Automotive
767 | Active | PG0414/001 | PLUG GAUGE | 5.450/5.550 | * | * | NA | attribute | OP898 | OP898 | M/C SHOP | GM | Inhouse-Gauges | 6 MONTH | 2025-12-07 | 2026-06-07 | OK |  |  |  | Gowri | GM | Automotive
768 | Active | PG668/59 | PLUG GAUGE | 4.917/5.153 | * | * | NA | attribute | OP973 | IFC794M | TML OP ASSY-01 | MSIL Plant | Inhouse-Gauges | 6 MONTH | 2026-05-13 | 2026-11-13 | OK |  | 2017-05-13 |  | Gowri | MSIL | Automotive
769 | Active | PG286/01 | PLUG GAUGE | 19.800/20.000 | * | * | NA | attribute | OP1022 | OP1022 | ASSY | GM | Inhouse-Gauges | 6 MONTH | 2026-03-16 | 2026-09-16 | OK |  |  |  | Pavi | GM | Automotive
770 | Active | SNG19/04 | SNAP GAUGE | 13.200/12.300 | * | * | NA | attribute | WPA1022 | WPA1022 | CUMMINS M/C | MSIL Plant | Inhouse-Gauges | 6 MONTH | 2026-02-09 | 2026-08-09 | OK |  |  |  | Gowri | TATA Cummins | Automotive
771 | Active | SNG001/01 | SNAP GAUGE | 17.700/17.300 | * | * | NA | attribute | WP468 | WP468 | ASSY | GM | Inhouse-Gauges | 6 MONTH | 2025-12-20 | 2026-06-20 | OK |  | 2019-06-20 |  | Pavi | GM | Automotive
772 | Active | SM147/01 | SETTING MASTER | 14.3 | * | * | NA | attribute | OP898 | OP898 | M/C SHOP | GM | Inhouse-Gauges | 2 MONTH | 2026-04-18 | 2026-06-18 | OK |  |  |  | Pavi | GM | Automotive
773 | Active | TW234 | TORQUE WRENCH | 0-50Nm | 225506N-QLLS50N | TOHNICHI |  | QLLS50N | OP996 | OP996 | ASSY-01 | M&M Plant | Inhouse-Instruments | 6 MONTH | 2025-09-22 | 2026-03-22 | OVER DUE |  |  |  | Pavi | M&M | Automotive
774 | Active | TW221 | TORQUE WRENCH | 10-50Nm | 147718m | TOHNICHI |  | QLS50N | OP996 | OP996 | ASSY-01 | M&M Plant | Inhouse-Instruments | 6 MONTH | 2026-03-03 | 2026-09-03 | OK |  |  |  | Pavi | M&M | Automotive
775 | Active | TW158 | TORQUE WRENCH | 10-50 Nm | 034334G-0.5Nm | TOHNICHI |  | QLS50N | OP990 | OP990 | ASSY-01 | M&M Plant | Inhouse-Instruments | 6 MONTH | 2025-12-16 | 2026-06-16 | OK |  |  |  | Pavi | M&M | Automotive
776 | Active | DI726 | DIAL INDICATOR | 0.010 ~10.000 mm | 0.01MM | MITUTOYO |  | ANALOG | WPA827 | WP827 | ASSY | MSIL Plant | Inhouse-Instruments | 6 MONTH | 2026-04-02 | 2026-10-02 | OK |  | 2022-10-02 | PAVI | Pavi | MSIL | Automotive
777 | Active | HG055/02 | HEIGHT GAUGE | * | * | * | NA | attribute | OP990M | OP990M | AL ASSEMBLY | M&M Plant | Inhouse-Gauges | 6 MONTH | 2025-11-11 | 2026-05-11 | OVER DUE |  |  |  | Pavi | M&M | Automotive
778 | Active | TW253 | TORQUE WRENCH | 10-50NM | * | * | NA | attribute | OP990 | OP990 | ASSY-01 | M&M Plant | Inhouse-Instruments | 6 MONTH | 2026-01-29 | 2026-07-29 | OK |  |  |  | Pavi | M&M | Automotive
779 | Active | TW248 | TORQUE WRENCH | 10-50Nm | QLLS50N-143150Q | TOHNICHI |  | FEEDBACK | OP990 | OP990 | ASSY-01 | M&M Plant | Inhouse-Instruments | 6 MONTH | 2026-04-16 | 2026-10-16 | OK |  |  |  | Pavi | M&M | Automotive
780 | Active | TW216 | TORQUE WRENCH | 10-50Nm | 089164K-QLLS50N | TOHNICHI |  | QLLS50N | OP990 | OP990 | ASSY-01 | M&M Plant | Inhouse-Instruments | 6 MONTH | 2025-12-18 | 2026-06-18 | OK |  |  |  | Pavi | M&M | Automotive
781 | Active | SNG437/01 | SNAP GAUGE | 12.000/11.900 | * | * | NA | attribute | OP996 | OP996 | SQA Inspection | SQA | Inhouse-Gauges | 2 MONTH | 2026-04-13 | 2026-06-13 | OK |  | 2023-11-13 |  | Pavi | M&M | Automotive
782 | Active | SNG225/01 | SNAP GAUGE | 9.100/8.900 | * | * | NA | attribute | WPA761 | WPA761 | RECEIVING INS | SQA | Inhouse-Gauges | 6 MONTH | 2025-11-21 | 2026-05-21 | DUE SOON |  | 2022-05-21 |  | Pavi |  | Automotive
783 | Active | TPG008/19 | THREAD PLUG GAUGE | M10X1.25-6H | * | * | NA | attribute | OP898 | M&M | M/C SHOP | M&M Plant | Inhouse-Gauges | 6 MONTH | 2026-04-07 | 2026-10-07 | OK |  |  |  | Gowri | M&M | Automotive
784 | Active | SNG391/01 | SNAP GAUGE | 22.100/21.900 | * | * | NA | attribute | OP996 | OP996 | TML OP M/C SHOP | MSIL Plant | Inhouse-Gauges | 6 MONTH | 2025-11-01 | 2026-05-01 | OVER DUE |  |  |  | Gowri | MSIL | Automotive
785 | Active | SNG147/04 | SNAP GAUGE | 11.000/10.950 | * | * | NA | attribute | OP996 | OP996 | TML OP M/C SHOP | MSIL Plant | Inhouse-Gauges | 6 MONTH | 2025-11-01 | 2026-05-01 | OVER DUE |  |  |  | Gowri | MSIL | Automotive
786 | Active | SNG438/01 | SNAP GAUGE | 8.550/8.450 | * | * | NA | attribute | OP996 | OP996 | TML OP M/C SHOP | MSIL Plant | Inhouse-Gauges | 6 MONTH | 2026-02-01 | 2026-08-01 | OK |  |  | Pavi | Gowri | MSIL | Automotive
787 | Active | PG637/02 | PLUG GAUGE | 25.300/25.700 | * | * | NA | attribute | OP1023 | OP1023 | M/C SHOP | M&M Plant | Inhouse-Gauges | 6 MONTH | 2026-03-01 | 2026-09-01 | OK |  |  |  | Pavi | Kohler | Automotive
788 | Active | DI683 | DIAL INDICATOR | 0.010 ~10.000 mm | 0.01MM | MITUTOYO |  | ANALOG | OP806 | OP806 | ASSY | MSIL Plant | Inhouse-Instruments | 6 MONTH | 2026-03-19 | 2026-09-19 | OK |  | 2021-03-19 | Pavi | Pavi | MSIL | Automotive
789 | Active | SPG484/01 | SPECIAL GAUGE | 26.400( Top Block) | * | * | NA | attribute | WPA895 | WPA895 | AL ASSEMBLY | M&M Plant | Inhouse-Gauges | 3 MONTH | 2025-12-17 | 2026-03-17 | OVER DUE |  |  |  | Pavi | M&M | Automotive
790 | Active | SM068 | SETTING MASTER | 26.4 | * | * | NA | attribute | WPA895 | WPA895 | AL ASSEMBLY | M&M Plant | Inhouse-Gauges | 3 MONTH | 2025-12-17 | 2026-03-17 | OVER DUE |  |  |  | Pavi | M&M | Automotive
791 | Active | SPM012 | SURFACE PLATE MASTER | ±0.010 MM | * | * | NA |  | WPA895 | WP895 | ASSY LINE I | M&M Plant | Inhouse-Instruments | 2 MONTH | 2026-03-12 | 2026-05-12 | OVER DUE |  |  |  | Pavi | M&M | Automotive
792 | Active | HG169/01 | HEIGHT GAUGE | 66.200±0.300( Total Height) | * | RBC |  | Attribute | WPA1023 | WP1023 | ASSY | M&M Plant | Inhouse-Gauges | 6 MONTH | 2026-02-02 | 2026-08-02 | OK |  |  |  | Pavi | KOHLER | Automotive
793 | Active | DI784 | DIAL INDICATOR | 0.010 ~10.000 mm | 0.01MM | MITUTOYO |  | ANALOG | OP1010 | OP1010 | ASSY-01 | MSIL Plant | Inhouse-Instruments | 6 MONTH | 2025-11-24 | 2026-05-24 | OK |  | 2024-05-24 | PAVI | Pavi | MSIL | Automotive
794 | Active | HGM169/01 | HEIGHT GAUGE MASTER | 66.200( ( Total Height) | * | RBC |  | Attribute | WPA1023 | WP1023 | ASSY | M&M Plant | Inhouse-Gauges | 6 MONTH | 2026-02-02 | 2026-08-02 | OK |  |  |  | Pavi | KOHLER | Automotive
795 | Active | SM598/1 | SETTING MASTER | 22.05 | * | * | NA | attribute | WPA895BS6 | WPA895BS6 | AL ASSEMBLY | M&M Plant | Inhouse-Gauges | 6 MONTH | 2026-04-03 | 2026-10-03 | OK |  |  |  | Pavi | M&M | Automotive
796 | Active | HG074/01 | HEIGHT GAUGE | 35.23 | * | * | NA | attribute | WPA895 | WPA895 | AL ASSEMBLY | M&M Plant | Inhouse-Gauges | 3 MONTH | 2026-03-07 | 2026-06-07 | OK |  |  |  | Pavi | M&M | Automotive
797 | Active | SPG598/1 | SPECIAL GAUGE | IMPELLER GAUGE | * | * | NA | attribute | WPA895BS6 | WPA895BS6 | AL ASSEMBLY | M&M Plant | Inhouse-Gauges | 6 MONTH | 2025-12-24 | 2026-06-24 | OK |  |  |  | Pavi | M&M | Automotive
798 | Active | DI799 | DIAL INDICATOR | 0.010 ~10.000 mm | * | * | NA | attribute | Daikin | Daikin | M/C SHOP | Daikin | Inhouse-Instruments | 6 MONTH | 2026-03-01 | 2026-09-01 | OK |  | 2023-09-01 | PAVI | Pavi | Daikin | Automotive
799 | Active | DG217/01 | DEPTH GAUGE | 15.500/16.500 | * | * | NA | attribute | WPA1023 | WP1023 | ASSY | M&M Plant | Inhouse-Gauges | 6 MONTH | 2025-11-09 | 2026-05-09 | OVER DUE |  |  |  | Pavi | M&M | Automotive
800 | Active | SM133/07 | SETTING MASTER | 7.100(Seal Working Height) | * | * | NA | attribute | WPA1023 | WP1023 | ASSY | M&M Plant | Inhouse-Gauges | 6 MONTH | 2025-11-29 | 2026-05-29 | OK |  |  |  | Pavi | M&M | Automotive
801 | Active | SM170/01 | SETTING MASTER | 11.600( Impeller Height) | * | RBC |  | Attribute | WPA1023 | WP1023 | ASSY | M&M Plant | Inhouse-Gauges | 6 MONTH | 2026-02-02 | 2026-08-02 | OK |  |  |  | Pavi | KOHLER | Automotive
802 | Active | SPG170/01 | SPECIAL GAUGE | 11.600±0.35 ( Impeller Height) | * | RBC |  | Attribute | WPA1023 | WP1023 | ASSY | M&M Plant | Inhouse-Gauges | 6 MONTH | 2026-02-02 | 2026-08-02 | OK |  |  |  | Pavi | KOHLER | Automotive
803 | Active | SNG299/01 | SNAP GAUGE | 75.700/75.300 | * | * | NA | attribute | WPA1023 | WP1023 | M&M | M&M Plant | Inhouse-Gauges | 6 MONTH | 2025-11-29 | 2026-05-29 | OK |  |  |  | Pavi | M&M | Automotive
804 | Active | PG693/02 | PLUG GAUGE | 9.000/9.300 | * | * | NA | attribute | WP1023 | WP1023 | ASSY | M&M Plant | Inhouse-Gauges | 6 MONTH | 2026-02-04 | 2026-08-04 | OK |  | 2026-02-04 |  | Pavi | M&M | Automotive
806 | Active | TW031/04 | TORQUE WRENCH | 10-50Nm | QSPLS50N3 - 143428N | TOHNICHI |  |  | IFC977M2 | IFC977M2 | ASSY-01 | M&M Plant | Inhouse-Instruments | 6 MONTH | 2026-03-27 | 2026-09-27 | OK |  |  |  | Pavi | M&M | Automotive
806 | Active |  | PLUG GAUGE | 13.950/14.000 | * | * | NA | attribute | WPA895 | WPP895 | ASSY | M&M Plant | Inhouse-Gauges | 1 MONTH | 2026-04-09 | 2026-05-09 | OVER DUE |  |  |  | Pavi | M&M | Automotive
807 | Active | PG613/71 | PLUG GAUGE | 4.947/5.153 | * | * | NA | attribute | IFC977M2 | IFC977M2 | ASSY | M&M Plant | Inhouse-Gauges | 6 MONTH | 2026-01-18 | 2026-07-18 | OK |  |  |  | Pavi | M&M | Automotive
808 | Active | PG668/91 | PLUG GAUGE | 4.917/5.153 | * | * | NA | attribute | IFC977M2 | IFC-977 M2 | ASSY M2 | M&M Plant | Inhouse-Gauges | 6 MONTH | 2026-01-18 | 2026-07-18 | OK |  |  |  | Pavi | M&M | Automotive
809 | Active | PG0357/20 | PLUG GAUGE | 8.025/8.047 | * | * | NA | attribute | OP989 | OP989 | AL ASSEMBLY | M&M Plant | Inhouse-Gauges | 1 MONTH | 2026-05-05 | 2026-06-05 | OK |  | 2025-08-05 |  | Pavi | M&M | Automotive
810 | Active | DI706 | DIAL INDICATOR | 0.010 ~10.000 mm | 0.01MM | MITUTOYO |  | ANALOG | WPA938 | WP938 | ASSY-01 | M&M Plant | Inhouse-Instruments | 6 MONTH | 2026-02-19 | 2026-08-23 | OK |  | 2024-08-19 | Pavi | Pavi | M&M | Automotive
811 | Active | SPG768/05 | SPECIAL GAUGE | 7.100(Seal Working Height) | * | * | NA | attribute | WPA1023 | WP1023 | ASSY | M&M Plant | Inhouse-Gauges | 6 MONTH | 2025-11-29 | 2026-05-29 | OK |  |  |  | Pavi | M&M | Automotive
812 | Active | SM201/02 | SETTING MASTER | 1.5 | * | * | NA | attribute | OP856 | OP856 | OTHERS ASSY-01 | MSIL Plant | Inhouse-Gauges | 6 MONTH | 2025-12-21 | 2026-06-21 | OK |  |  |  | Gowri | MSIL | Automotive
813 | Active | SPG1054/01 | SPECIAL GAUGE | 1.75 | * | * | NA | attribute | IFC895M1 | IFC895M1 | M/C SHOP | M&M Plant | Inhouse-Gauges | 6 MONTH | 2026-03-01 | 2026-09-01 | OK |  |  |  | Pavi | M&M | Automotive
814 | Active | DG197/01 | DEPTH GAUGE | 16.100/16.300 | * | * | NA | attribute | WPA1022 | WPA1022 | CUMMINS M/C | MSIL Plant | Inhouse-Gauges | 6 MONTH | 2026-02-09 | 2026-08-09 | OK |  |  |  | Gowri | TATA Cummins | Automotive
815 | Active | DG0124/02 | DEPTH GAUGE | 4.190/4.390 | * | * | NA | attribute | WPA853S | WPA853S | M/C SHOP | Ford | Inhouse-Gauges | 6 MONTH | 2025-11-28 | 2026-05-28 | OK |  |  |  | Pavi | Ford | Automotive
816 | Active | DG206/01 | DEPTH GAUGE | 14.600/15.400 | * | * | NA | attribute | OP1022 | OP1022 | M/C SHOP | MSIL Plant | Inhouse-Gauges | 6 MONTH | 2026-03-12 | 2026-09-12 | OK |  | 2023-09-12 |  | Gowri | TATA Cummins | Automotive
817 | Active | DG1020/01 | DEPTH GAUGE | 7.750/8.250 | * | * | NA | attribute | OP1022 | OP1022 | RECEIVING INS | SQA | Inhouse-Gauges | 6 MONTH | 2025-11-24 | 2026-05-24 | OK |  | 2023-05-24 |  | Pavi |  | Automotive
818 | Active | SM0055/4 | SETTING MASTER | 8.605 | * | * | NA | attribute | OP898 | OP898 | ASSY-01 | GM | Inhouse-Gauges | 6 MONTH | 2026-01-15 | 2026-07-15 | OK |  |  |  | Pavi | GM | Automotive
819 | Active | SPG826/02 | SPECIAL GAUGE | 8.580/8.630 | * | * | NA | attribute | OP898 | OP898 | ASSY-01 | GM | Inhouse-Gauges | 3 MONTH | 2026-03-05 | 2026-06-05 | OK |  |  |  | Pavi | GM | Automotive
820 | Active | DI327 | DIAL INDICATOR | 0.001~1.000 mm | 0.001MM | MITUTOYO |  | ANALOG | OP806 | OP806 | ASSY | MSIL Plant | Inhouse-Instruments | 3 MONTH | 2026-02-26 | 2026-05-26 | OK |  | 2023-05-26 | PAVI | Pavi | MSIL | Automotive
821 | Active | PG203/01 | PLUG GAUGE | 165.000/165.800 | * | * | NA | attribute | OP1022 | OP1022 | M/C SHOP | MSIL Plant | Inhouse-Gauges | 6 MONTH | 2026-03-12 | 2026-09-12 | OK |  | 2023-09-12 |  | Gowri | TATA Cummins | Automotive
821 | Active | PG203/01 | PLUG GAUGE | 165.000/165.800 | * | * | NA | attribute | OP1022 | OP1022 | M/C SHOP | MSIL Plant | Inhouse-Gauges | 6 MONTH | 2026-03-12 | 2026-09-12 | OK |  |  |  | Gowri | TATA Cummins | Automotive
822 | Active | PG204/01 | PLUG GAUGE | 84.252/84.750 | * | * | NA | attribute | OP1022 | OP1022 | M/C SHOP | MSIL Plant | Inhouse-Gauges | 6 MONTH | 2026-03-12 | 2026-09-12 | OK |  | 2023-09-12 |  | Gowri | TATA Cummins | Automotive
823 | Active | DG202/01 | DEPTH GAUGE | 8.250/7.750 | * | * | NA | attribute | OP898 | OP898 | ASSY | GM | Inhouse-Gauges | 6 MONTH | 2026-01-29 | 2026-07-29 | OK |  |  |  | Pavi | GM | Automotive
824 | Active | PG0324/04 | PLUG GAUGE | 11.015/11.030 | * | * | NA | attribute | OP898 | OP898 | ASSY | GM | Inhouse-Gauges | 6 MONTH | 2026-01-29 | 2026-07-29 | OK |  |  |  | Pavi | GM | Automotive
825 | Active | PG613/53 | PLUG GAUGE | 6.647/6.912 | * | * | NA | attribute | OP898 | OP898 | CUMMINS M/C | MSIL Plant | Inhouse-Gauges | 6 MONTH | 2026-03-14 | 2026-09-14 | OK |  | 2026-03-14 |  | Gowri | TATA Cummins | Automotive
826 | Active | TPG007/28 | THREAD PLUG GAUGE | M10X1-6H | * | * | NA | attribute | OP1022 | OP1022 | ASSY | GM | Inhouse-Gauges | 6 MONTH | 2026-01-20 | 2026-07-20 | OK |  |  | Pavi | Pavi | GM | Automotive
827 | Active | SPG002/02 | SPECIAL GAUGE | D.H to D.H & Crank with sump face height and sensor hole height | * | * | NA | attribute | OP898 | OP898 | ASSY-01 | GM | Inhouse-Gauges | 3 MONTH | 2026-02-11 | 2026-05-11 | OVER DUE |  |  |  | Pavi | GM | Automotive
828 | Active | DI654 | DIAL INDICATOR | 0.010 mm | 0.01MM | MITYTOYO |  |  | OP772 | OP772 | M/C SHOP | M&M Plant | Inhouse-Instruments | 6 MONTH | 2026-03-05 | 2026-09-05 | OK |  | 2024-03-05 | Pavi | Pavi | M&M | Automotive
829 | Active | DI504 | DIAL INDICATOR | 0.010 ~10.000 mm | VNR849-0.01MM | MITUTOYO |  | ANALOG | OP898 | OP898 | ASSY LINE I | GM | Inhouse-Instruments | 6 MONTH | 2026-02-19 | 2026-08-19 | OK |  | 2023-08-19 | Pavi | Pavi | GM | Automotive
830 | Active | DI635 | DIAL INDICATOR | 0.010 ~10.000 mm | ADAQ10/0.01MM | MITUTOYO |  | ANALOG | OP898 | OP898 | ASSY | GM | Inhouse-Instruments | 6 MONTH | 2025-11-12 | 2026-05-12 | OVER DUE |  | 2021-11-12 | Pavi | Pavi | GM | Automotive
831 | Active | DI640 | DIAL INDICATOR | 0.010 ~10.000 mm | ADAQ05/0.01MM | MITUTOYO |  | ANALOG | OP898 | OP898 | ASSY LINE | GM | Inhouse-Instruments | 6 MONTH | 2025-12-19 | 2026-06-19 | OK |  | 2021-12-19 | Pavi | Pavi | GM | Automotive
832 | Active | SPG259/01 | SPECIAL GAUGE | M.H & D.H & S.P& CR.DIST | * | * | NA | attribute | OP898 | OP898 | ASSY-01 | GM | Inhouse-Gauges | 6 MONTH | 2026-02-18 | 2026-08-18 | OK |  |  |  | Pavi | GM | Automotive
833 | Active | DI628 | DIAL INDICATOR | 0.010 ~10.000 mm | 0.01MM | MITUTOYO |  | ANALOG | WPA1026 | WP1026 | M/C SHOP | M&M Plant | Inhouse-Instruments | 6 MONTH | 2026-01-09 | 2026-07-09 | OK |  | 2021-07-09 | Pavi | Pavi | M&M | Automotive
834 | Active | HG169/03 | HEIGHT GAUGE | 100.8 | * | * | NA | attribute | WPA1026 | WP1026 | ASSY | M&M Plant | Inhouse-Gauges | 6 MONTH | 2025-11-09 | 2026-05-09 | OVER DUE |  |  |  | Pavi | M&M | Automotive
835 | Active | HGM174/01 | HEIGHT GAUGE MASTER | 100.8 | * | * | NA | attribute | WPA1026 | WP1026 | ASSY | M&M Plant | Inhouse-Gauges | 6 MONTH | 2025-11-09 | 2026-05-09 | OVER DUE |  |  |  | Pavi | M&M | Automotive
836 | Active | SNG203/01 | SNAP GAUGE | 40.800/41.200 | * | * | NA | attribute | WP1026 | WP1026 | M/C | M&M Plant | Inhouse-Gauges | 6 MONTH | 2025-11-16 | 2026-05-16 | DUE SOON |  |  |  | Pavi | M&M | Automotive
837 | Active | PG0416/006 | PLUG GAUGE | 13.800/14.200 | * | * | NA | attribute | WPA1026 | WP1026 | ASSY | MSIL Plant | Inhouse-Gauges | 6 MONTH | 2025-11-09 | 2026-05-09 | OVER DUE |  |  |  | Gowri | MSIL | Automotive
838 | Active | PG674/03 | PLUG GAUGE | 9.000/9.200 | * | * | NA | attribute | WP1026 | WP1026 | M/C | M&M Plant | Inhouse-Gauges | 6 MONTH | 2025-11-16 | 2026-05-16 | DUE SOON |  |  |  | Pavi | M&M | Automotive
839 | Active | PG0441/06 | PLUG GAUGE | 17.475/17.500 | * | * | NA | attribute | WPA1009 | WP1009 | M&M AL M/C SHOP | M&M Plant | Inhouse-Gauges | 1 MONTH | 2026-04-01 | 2026-05-01 | OVER DUE |  |  |  | Pavi | M&M | Automotive
840 | Active | SNG923/01 | SNAP GAUGE | 85.500/85.400 | * | * | NA | attribute | WPA939 | WPA939 | CI M/C SHOP | M&M Plant | Inhouse-Gauges | 6 MONTH | 2025-11-11 | 2026-05-11 | OVER DUE |  |  |  | Pavi | M&M | Automotive
841 | Active | SNG958/01 | SNAP GAUGE | 40.800/39.200 | * | * | NA | attribute | WPA939 | WP939 | ASSY | M&M Plant | Inhouse-Gauges | 6 MONTH | 2025-11-09 | 2026-05-09 | OVER DUE |  |  |  | Pavi | M&M | Automotive
842 | Active | SNG921/1 | SNAP GAUGE | 12.200/11.800 | * | * | NA | attribute | WPA988 | WPA988 | CI M/C SHOP | M&M Plant | Inhouse-Gauges | 6 MONTH | 2025-11-24 | 2026-05-24 | OK |  | 2023-11-24 |  | Pavi | M&M | Automotive
844 | Active | DI601 | DIAL INDICATOR | 0.010 ~10.000 mm | 0.01MM/ANALOG | MITUTOYO |  | ANALOG | WPA773M3 | WP773M3 | ASSY-01 | M&M Plant | Inhouse-Instruments | 6 MONTH | 2026-01-12 | 2026-07-12 | OK |  | 2023-07-12 | Pavi | Pavi | M&M | Automotive
845 | Active | SPG584/01 | SPECIAL GAUGE | HUB PCD GAUGE DIA70 | * | * | NA | attribute | WPA791 | WP791 | ASSY | M&M Plant | Inhouse-Gauges | 6 MONTH | 2025-10-23 | 2026-04-23 | OVER DUE |  |  |  | Pavi | M&M | Automotive
846 | Active | VHG001/01 | HEIGHT GAUGE | BASE | * | * | NA | attribute | WPA899 | WPA899 | M&M | M&M Plant | Inhouse-Gauges | 6 MONTH | 2025-12-20 | 2026-06-20 | OK |  |  |  | Pavi | M&M | Automotive
847 | Active | SM338/1 | SETTING MASTER | 71.400±0.3000 | * | * | NA | attribute | WPA910 | WPA910 | M&M | M&M Plant | Inhouse-Gauges | 6 MONTH | 2025-12-20 | 2026-06-20 | OK |  |  |  | Pavi | M&M | Automotive
848 | Active | HG338/1 | HEIGHT GAUGE | 71.400±0.3000 | * | * | NA | attribute | WPA910 | WPA910 | M&M | M&M Plant | Inhouse-Gauges | 6 MONTH | 2025-12-20 | 2026-06-20 | OK |  |  |  | Pavi | M&M | Automotive
849 | Active | SPG886/01 | SPECIAL GAUGE | 10.7 | * | * | NA | attribute | WPA773MK | WPA773MK | CI ASSY-01 | M&M Plant | Inhouse-Gauges | 6 MONTH | 2025-12-19 | 2026-06-19 | OK |  |  |  | Pavi | M&M | Automotive
850 | Active | SM204/02 | SETTING MASTER | 10.2 | * | * | NA | attribute | WPA773MK | WPA773MK |  | M&M Plant | Inhouse-Gauges | 6 MONTH | 2025-12-19 | 2026-06-19 | OK |  |  |  | Pavi | M&M | Automotive
851 | Active | PG050/01 | PLUG GAUGE | 10.004/10.060 | * | * | NA | attribute | IFC977M2 | IFC977M2 | ASSY | M&M Plant | Inhouse-Gauges | 1 MONTH | 2026-04-17 | 2026-05-17 | DUE SOON |  |  |  | Pavi | M&M | Automotive
852 | Active | SPG813/04 | SPECIAL GAUGE | POSITION GAUGE | * | * | NA | attribute | WPA977 | WP977 | M&M | M&M Plant | Inhouse-Gauges | 6 MONTH | 2026-01-13 | 2026-07-13 | OK |  |  |  | Pavi | M&M | Automotive
853 | Active | SM193/01 | SETTING MASTER | 21.1 | * | * | NA | attribute | WPA977 | WPA977 | AL ASSEMBLY | M&M Plant | Inhouse-Gauges | 6 MONTH | 2025-11-03 | 2026-05-03 | OVER DUE |  |  |  | Pavi | M&M | Automotive
854 | Active | SPG813/01 | SPECIAL GAUGE | 20.800/21.400@65.300 | * | * | NA | attribute | WPA977 | WPA977 | AL ASSEMBLY | M&M Plant | Inhouse-Gauges | 6 MONTH | 2026-04-03 | 2026-10-03 | OK |  |  |  | Pavi | M&M | Automotive
855 | Active | DI328 | DIAL INDICATOR | 0.010 ~10.000 mm | 0.01MM | MITUTOYO |  | ANALOG | WPA962 | WP962 | WP962 | MSIL Plant | Inhouse-Instruments | 6 MONTH | 2026-03-23 | 2026-09-23 | OK |  | 2023-03-23 | PAVI | Pavi | MSIL | Automotive
856 | Active | HG084 | HEIGHT GAUGE | 51.32 | * | * | NA | attribute | WPA977 | WPA977 | AL ASSEMBLY | M&M Plant | Inhouse-Gauges | 6 MONTH | 2025-11-03 | 2026-05-03 | OVER DUE |  |  |  | Pavi | M&M | Automotive
857 | Active | HG084/02 | HEIGHT GAUGE | Total Height Gauge | * | * | NA | attribute | WPA977 | WPA977 | M&M | M&M Plant | Inhouse-Gauges | 6 MONTH | 2026-03-10 | 2026-09-10 | OK |  |  |  | Pavi | M&M | Automotive
858 | Active | SM081/1 | SETTING MASTER | 51.32 | * | * | NA | attribute | WPA977 | WPA977 | ASSY | M&M Plant | Inhouse-Gauges | 6 MONTH | 2026-01-24 | 2026-07-24 | OK |  |  |  | Pavi | M&M | Automotive
859 | Active | SM813/03 | SETTING MASTER | 21.1 | * | * | NA | attribute | WPA977 | WP977 | M&M | M&M Plant | Inhouse-Gauges | 6 MONTH | 2026-01-13 | 2026-07-13 | OK |  |  |  | Pavi | M&M | Automotive
860 | Active | SPG813/03 | SPECIAL GAUGE | 65.3 | * | * | NA | attribute | WPA977 | WP977 | M&M | M&M Plant | Inhouse-Gauges | 6 MONTH | 2026-01-13 | 2026-07-13 | OK |  |  |  | Pavi | M&M | Automotive
861 | Active | DI614 | DIAL INDICATOR | 0.010 ~10.000 mm | 0.01MM | MITUTOYO |  | ANALOG | WPA977 | WP977 | ASSY-01 | M&M Plant | Inhouse-Instruments | 6 MONTH | 2026-02-15 | 2026-08-15 | OK |  | 2018-02-15 | Pavi | Pavi | M&M | Automotive
862 | Active | DI823 | DIAL INDICATOR | 0.010 ~10.000 mm |  | MITUTOYO | 0.01mm | Analog | Daikin | Daikin | MC SHOP | Daikin | Inhouse-Instruments | 6 MONTH | 2026-04-01 | 2026-10-01 | OK |  | 2023-10-01 | PAVI | Pavi | Daikin | Automotive
863 | Active | DI801 | DIAL INDICATOR | 0.010 ~10.000 mm | CQNH9 4/0.01MM | MITUTOYO | 0.01 mm | Analog | WPA1023 | WPA1023 | ASSY | M&M Plant | Inhouse-Instruments | 6 MONTH | 2026-03-03 | 2026-09-03 | OK |  | 2023-09-03 | PAVI | Pavi | KOHLER | Automotive
864 | Active | SM078/01 | SETTING MASTER | 7.1 | * | * | NA | attribute | WPA890/772 | WPA890/772 | ASSY-01 | M&M Plant | Inhouse-Gauges | 6 MONTH | 2026-02-01 | 2026-08-01 | OK |  |  |  | Pavi | M&M | Automotive
866 | Active | TPG003/337 | THREAD PLUG GAUGE | M6x1-6H | * | * | NA | attribute | OP1022 | OP1022 | CUMMINS SASSY | MSIL Plant | Inhouse-Gauges | 2 MONTH | 2026-05-08 | 2026-07-08 | OK |  | 2023-11-08 |  | Gowri | TATA Cummins | Automotive
867 | Active | PG130/14 | PLUG GAUGE | 4.900/5.100 | * | * | NA | attribute | WP772 | WP772 | M&M | M&M Plant | Inhouse-Gauges | 6 MONTH | 2026-01-20 | 2026-07-20 | OK |  | 2026-07-20 |  | Pavi | M&M | Automotive
868 | Active | PG286/11 | PLUG GAUGE | 8.400/8.600 | * | * | NA | attribute | WPA772 | WPA772 | M&M | M&M Plant | Inhouse-Gauges | 6 MONTH | 2026-05-11 | 2026-11-11 | OK |  | 2026-05-11 |  | Pavi | M&M | Automotive
869 | Active | PG630/07 | PLUG GAUGE | 20.000/20.052 | * | * | NA | attribute | WPA977 | WPA977 | M&M | M&M Plant | Inhouse-Gauges | 6 MONTH | 2026-01-01 | 2026-07-01 | OK |  |  |  | Pavi | M&M | Automotive
870 | Active | SNG563/3 | SNAP GAUGE | 32.300/31.700 | * | * | NA | attribute | WPA977 | WPA977 | M&M | M&M Plant | Inhouse-Gauges | 6 MONTH | 2025-11-26 | 2026-05-26 | OK |  | 2025-11-26 | Pavi | Pavi | M&M | Automotive
871 | Active | DI717/01 | DIAL INDICATOR | 0.010 ~10.000 mm | 0.01MM | MITUTOYO |  | ANALOG | WPA977 | WPA977 | ASSY-01 | M&M Plant | Inhouse-Instruments | 6 MONTH | 2025-11-24 | 2026-05-24 | OK |  | 2024-11-24 | PAVI | Pavi | M&M | Automotive
872 | Active | PG508 | PLUG GAUGE | 3.900/4.100 | * | * | NA | attribute | WPA977 | WPA977 | AL ASSEMBLY | M&M Plant | Inhouse-Gauges | 6 MONTH | 2025-11-16 | 2026-05-16 | DUE SOON |  |  | PAVI | Pavi | M&M | Automotive
873 | Active | DG391/2 | DEPTH GAUGE | 26 | * | * | NA | attribute | WP887 | WP887 | ASSY-01 | M&M Plant | Inhouse-Gauges | 6 MONTH | 2025-12-30 | 2026-06-30 | OK |  |  |  | Pavi | M&M | Automotive
874 | Active | PG817/01 | PLUG GAUGE | 2.250/3.150 | * | * | NA | attribute | WPA827 | WPA827 | MSIL OP ASSY | MSIL Plant | Inhouse-Gauges | 6 MONTH | 2026-02-06 | 2026-08-06 | OK |  | 2026-02-06 | PAVI | Gowri | MSIL | Automotive
875 | Active | HGM162/2 | HEIGHT GAUGE MASTER |  | * | * | NA | attribute | WPA1026 | WPA1026 | VISUAL INSPECTION | M&M Plant | Inhouse-Gauges | 6 MONTH | 2026-03-01 | 2026-09-01 | OK |  |  |  | Pavi | M&M | Automotive
876 | Active | PG0486/01 | PLUG GAUGE | 15.800/16.200 | * | * | NA | attribute | WPA1026 | WPA1026 | VISUAL INSPECTION | M&M Plant | Inhouse-Gauges | 6 MONTH | 2026-02-02 | 2026-08-02 | OK |  |  | PAVI | Pavi | M&M | Automotive
877 | Active | PG889/01 | PLUG GAUGE | 3.460/3.660 | * | * | NA | attribute | WPA1026 | WPA1026 | VISUAL INSPECTION | M&M Plant | Inhouse-Gauges | 6 MONTH | 2026-04-18 | 2026-10-18 | OK |  |  |  | Pavi | M&M | Automotive
878 | Active | PG0212/10 | PLUG GAUGE | 15.750/15.850 | * | * | NA | attribute | WPA1009 | WPA1009 | ASSY | M&M Plant | Inhouse-Gauges | 6 MONTH | 2026-03-07 | 2026-09-07 | OK |  |  |  | Pavi | M&M | Automotive
879 | Active | SNG929/1 | SNAP GAUGE | 39.800/38.200 | * | * | NA | attribute | WPA791 | WPA791 | ASSY | M&M Plant | Inhouse-Gauges | 6 MONTH | 2026-04-16 | 2026-10-16 | OK |  |  |  | Pavi | M&M | Automotive
880 | Active | SNG933/1 | SNAP GAUGE | 17.100/16.900 | * | * | NA | attribute | WPA989 | WPA989 | ASSY | M&M Plant | Inhouse-Gauges | 6 MONTH | 2025-11-25 | 2026-05-25 | OK |  | 2025-11-25 |  | Pavi | M&M | Automotive
881 | Active | PG665/01 | PLUG GAUGE | 8.500/8.900 | * | * | NA | attribute | WPA791 | WPA791 | AL ASSEMBLY | M&M Plant | Inhouse-Gauges | 6 MONTH | 2025-12-18 | 2026-06-18 | OK |  |  | Pavi | Pavi | M&M | Automotive
882 | Active | TPG017/12 | THREAD PLUG GAUGE | 1/4 18 NPTL | * | * | NA | attribute | WPA773 | WPA773MK | AL ASSEMBLY | M&M Plant | Inhouse-Gauges | 6 MONTH | 2026-04-11 | 2026-10-11 | OK |  | 2025-10-11 | PAVI | Pavi | M&M | Automotive
883 | Active | TPG006/117 | THREAD PLUG GAUGE | M8x1.25 6H | * | * | NA | attribute | WPA788 | WPA788 | M&M | M&M Plant | Inhouse-Gauges | 2 MONTH | 2026-05-07 | 2026-07-07 | OK |  |  | SHARON | Pavi | M&M | Automotive
884 | Active | TPG041/01 | THREAD PLUG GAUGE | 5/16-18 UNC-2B | * | * | NA | attribute | WPA773 | WPA773MK | AL ASSEMBLY | M&M Plant | Inhouse-Gauges | 6 MONTH | 2026-04-11 | 2026-10-11 | OK |  | 2025-10-11 | PAVI | Pavi | M&M | Automotive
885 | Active | PG613/73 | PLUG GAUGE | 6.647/6.912 | * | * | NA | attribute | IFC977M2 | IFC977M2 | M&M ASSY | M&M Plant | Inhouse-Gauges | 6 MONTH | 2026-02-07 | 2026-08-07 | OK |  |  | Pavi | Pavi | M&M | Automotive
886 | Active | HGM166/01 | HEIGHT GAUGE MASTER | 13.5 | * | * | NA | attribute | IFC895 | IFC895 | AL ASSEMBLY | M&M Plant | Inhouse-Gauges | 6 MONTH | 2025-12-20 | 2026-06-20 | OK |  |  |  | Pavi | M&M | Automotive
887 | Active | PG0551/02 | PLUG GAUGE | 3.900/4.100 | * | * | NA | attribute | WPA1023 | WPA1023 | CI ASSEMBLY | M&M Plant | Inhouse-Gauges | 6 MONTH | 2025-11-16 | 2026-05-16 | DUE SOON |  |  | PAVI | Pavi | M&M | Automotive
888 | Active | PG053/02 | PLUG GAUGE | 13.950/14.000 | * | * | NA | attribute | WPA1023 | WPA1023 | CI ASSEMBLY | M&M Plant | Inhouse-Gauges | 1 MONTH | 2026-04-18 | 2026-05-18 | DUE SOON |  |  | Pavi | Pavi | M&M | Automotive
889 | Active | HGM060/01 | HEIGHT GAUGE MASTER | 64.7 | * | * | NA | attribute | WPA1023 | WPA1023 | AL ASSEMBLY | M&M Plant | Inhouse-Gauges | 2 MONTH | 2026-03-13 | 2026-05-13 | OVER DUE |  |  | PAVI | Pavi | M&M | Automotive
890 | Active | PG441/04 | PLUG GAUGE | 17.475/17.500 | * | * | NA | attribute | WPA1023 | WPA1023 | AL ASSEMBLY | M&M Plant | Inhouse-Gauges | 6 MONTH | 2025-11-16 | 2026-05-16 | DUE SOON |  |  | PAVI | Pavi | M&M | Automotive
891 | Active | DI001A/02 | LEVER DIAL INDICATOR | 0.01 |  | MITUTOYO | 0.01 | ANALOG | OP990 | OP990 | ASSY-01 | M&M Plant | Inhouse-Instruments | 3 MONTH | 2026-02-12 | 2026-05-12 | OVER DUE |  |  |  | Pavi | M&M | Automotive
892 | Active | SM995/01A | SETTING MASTER | 65.8 | * | * | NA | attribute | OP990 | OP990 | ASSY-01 | M&M Plant | Inhouse-Gauges | 6 MONTH | 2026-01-15 | 2026-07-15 | OK |  |  |  | Pavi | M&M Plant | Automotive
894 | Active | HG127/01 | HEIGHT GAUGE | Total Height Gauge | * | * | NA | attribute | OP990 | OP990 | M&M | M&M Plant | Inhouse-Gauges | 6 MONTH | 2026-03-10 | 2026-09-10 | OK |  |  |  | Pavi | M&M | Automotive
895 | Active | SPG874/01 | SPECIAL GAUGE | GROOVE DEPTH | * | * | NA | attribute | OP854 | OP854 | TML OP ASSY-01 | MSIL Plant | Inhouse-Gauges | 6 MONTH | 2026-03-18 | 2026-09-18 | OK |  |  |  | Gowri | MSIL | Automotive
896 | Active | DI716 | DIAL INDICATOR | 0.010 ~10.000 mm | 0.01MM | MITUTOYO |  | ANALOG | OP854 | OP854 | ASSY | MSIL Plant | Inhouse-Instruments | 6 MONTH | 2026-02-24 | 2026-08-24 | OK |  | 2022-02-24 | Pavi | Pavi | TML | Automotive
897 | Active | DG391/01 | DEPTH GAUGE | 2.400/2.600 | * | * | NA | attribute | OP854 | OP854 | TML OP M/C SHOP | MSIL Plant | Inhouse-Gauges | 6 MONTH | 2025-12-30 | 2026-06-30 | OK |  |  |  | Gowri | MSIL | Automotive
898 | Active | PG0425/12 | PLUG GAUGE | 18.032/18.050 | * | * | NA | attribute | OP854 | OP854 | TML OP ASSY-01 | MSIL Plant | Inhouse-Gauges | 6 MONTH | 2025-12-10 | 2026-06-10 | OK |  | 2024-06-10 |  | Gowri | MSIL | Automotive
899 | Active | PG0422/001 | PLUG GAUGE | 6.500/6.800 | * | * | NA | attribute | OP854 | OP854 | MSIL | MSIL Plant | Inhouse-Gauges | 6 MONTH | 2025-11-25 | 2026-05-25 | OK |  | 2025-11-25 |  | Gowri | MSIL | Automotive
900 | Active | DI650 | DIAL INDICATOR | 0.001~1.000 mm | ACYP05/0.001MM | MITUTOYO |  | ANALOG | OP854 | OP854 | ASSY | MSIL Plant | Inhouse-Instruments | 3 MONTH | 2026-05-20 | 2026-08-20 | OK |  | 2023-11-20 |  | Pavi | TML | Automotive
901 | Active | SPG1009/01 | SPECIAL GAUGE | TOP BLACK(25.06/25.08) | * | * | NA | attribute | OP854 | OP854 | TML OP ASSY-01 | MSIL Plant | Inhouse-Gauges | 6 MONTH | 2025-12-30 | 2026-06-30 | OK |  |  |  | Gowri | MSIL | Automotive
902 | Active | SM1009/01 | SETTING MASTER | 25.06 | * | * | NA | attribute | OP854 | OP854 | TML OP ASSY-01 | MSIL Plant | Inhouse-Gauges | 6 MONTH | 2025-12-30 | 2026-06-30 | OK |  |  |  | Gowri | MSIL | Automotive
903 | Active | SNG930/02 | SNAP GAUGE | 28.150/27.850 | * | * | NA | attribute | OP854 | OP854 | TML OP ASSY-01 | MSIL Plant | Inhouse-Gauges | 6 MONTH | 2025-12-29 | 2026-06-29 | OK |  |  |  | Gowri | MSIL | Automotive
904 | Active | DI460 | DIAL INDICATOR | 0.010 ~10.000 mm | TWY601/0.01MM | MITUTOYO |  | ANALOG | OP854 | OP854 | ASSY01 | MSIL Plant | Inhouse-Instruments | 6 MONTH | 2026-02-08 | 2026-08-08 | OK |  | 2023-02-08 | PAVI | Pavi | TML | Automotive
905 | Active | SPG075/04 | SPECIAL GAUGE | 0.01 SUMP FACE HEIGHT | * | * | NA | attribute | OP906 | OP906 | TML OP ASSY-01 | MSIL Plant | Inhouse-Gauges | 6 MONTH | 2025-12-27 | 2026-06-27 | OK |  |  |  | Gowri | MSIL | Automotive
906 | Active | DI610 | DIAL INDICATOR | 0.010 ~10.000 mm | WWW606/0.01MM | MITUTOYO |  | ANALOG | OP906 | OP906 | ASSY | MSIL Plant | Inhouse-Instruments | 6 MONTH | 2026-02-26 | 2026-08-26 | OK |  | 2020-08-26 | Pavi | Pavi | MSIL | Automotive
907 | Active | DI473 | DIAL INDICATOR | 0.010 ~10.000 mm | UDW008/0.01MM | MITUTOYO |  | ANALOG | WPA895 | WPA895 | ASSY-01 | M&M Plant | Inhouse-Instruments | 6 MONTH | 2026-01-20 | 2026-07-20 | OK |  | 2023-07-20 | Pavi | Pavi | M&M | Automotive
908 | Active | CCG068/01 | CONCENTRICITY GAUGE | 46.995/42.950 | * | * | NA | attribute | OP906 | OP906 | TML OP ASSY-01 | MSIL Plant | Inhouse-Gauges | 6 MONTH | 2025-10-24 | 2026-04-24 | OVER DUE |  |  |  | Gowri | MSIL | Automotive
910 | Active | SPG021/01 | SPECIAL GAUGE | 25 | * | * | NA | attribute | OP906 | OP906 | TML OP ASSY-01 | MSIL Plant | Inhouse-Gauges | 3 MONTH | 2026-02-03 | 2026-05-03 | OVER DUE |  |  |  | Gowri | MSIL | Automotive
911 | Active | DI507 | DIAL INDICATOR | 0.001~1.000 mm | WAA700/0.001MM | MITUTOYO |  | ANALOG | OP906 | OP906 | ASSY01 | MSIL Plant | Inhouse-Instruments | 3 MONTH | 2026-02-12 | 2026-08-12 | OK |  | 2023-02-12 | Pavi | Pavi | TML | Automotive
912 | Active | SPG620/04 | SPECIAL GAUGE | 16.035/16.055 | * | * | NA | attribute | OP906 | OP906 | OTHERS ASSY-01 | MSIL Plant | Inhouse-Gauges | 3 MONTH | 2026-01-28 | 2026-04-28 | OVER DUE |  |  |  | Gowri | MSIL | Automotive
913 | Active | SM081/04 | SETTING MASTER | 16.03 | * | * | NA | attribute | OP906 | OP906 | TML OP ASSY-01 | MSIL Plant | Inhouse-Gauges | 3 MONTH | 2026-04-08 | 2026-07-08 | OK |  |  |  | Gowri | MSIL | Automotive
914 | Active | TW153 | TORQUE WRENCH | 10-50 Nm | QLLS50N-102012F | TOHNICHI |  | QLLS50N | OP906 | OP906 | ASSY01 | Fuel Pump | Inhouse-Instruments | 6 MONTH | 2026-01-02 | 2026-07-02 | OK |  |  |  | Gowri | Fuel Pump | Automotive
915 | Active | TW134 | TORQUE WRENCH | 10-50 Nm | ACLS50N2-600584F | TOHNICHI |  | ACLS50N2 | OP906 | OP906 | ASSY01 | MSIL Plant | Inhouse-Instruments | 6 MONTH | 2026-01-17 | 2026-07-17 | OK |  |  |  | Gowri | MSIL | Automotive
916 | Active | HG140/01 | HEIGHT GAUGE | 32 | * | * | NA | attribute | OP906 | OP906 | TML OP ASSY-01 | MSIL Plant | Inhouse-Gauges | 3 MONTH | 2026-02-07 | 2026-05-07 | OVER DUE |  |  |  | Gowri | MSIL | Automotive
917 | Active | SM160/01 | SETTING MASTER | 16.01 | * | * | NA | attribute | OP906 | OP906 | TML OP ASSY-01 | MSIL Plant | Inhouse-Gauges | 3 MONTH | 2026-02-07 | 2026-05-07 | OVER DUE |  |  |  | Gowri | MSIL | Automotive
918 | Active | SM157/01 | SETTING MASTER | 12.995 | * | * | NA | attribute | OP906 | OP906 | ASSY | MSIL Plant | Inhouse-Gauges | 6 MONTH | 2026-04-04 | 2026-10-04 | OK |  |  |  | Gowri | MSIL | Automotive
919 | Active | SPG159/04 | SPECIAL GAUGE | FREE ROTATIONGAUGE | * | * | NA | attribute | OP906 | OP906 | TML OP ASSY-01 | MSIL Plant | Inhouse-Gauges | 6 MONTH | 2025-12-16 | 2026-06-16 | OK |  |  |  | Gowri | MSIL | Automotive
920 | Active | SNG0243/03 | SNAP GAUGE | 23.930/23.830 | * | * | NA | attribute | WPA827 | WPA827 | ASSY | MSIL Plant | Inhouse-Gauges | 6 MONTH | 2025-11-02 | 2026-05-02 | OVER DUE |  |  |  | Gowri | MSIL | Automotive
921 | Active | SPG644/01 | SPECIAL GAUGE | 10.8 | * | * | NA | attribute | WP761 | GM TOP | GM BULD WP ASSY | MSIL Plant | Inhouse-Gauges | 6 MONTH | 2026-02-20 | 2026-08-20 | OK |  |  |  | Gowri | MSIL | Automotive
922 | Active | TPG003/853 | THREAD PLUG GAUGE | M6x1-6H | * | * | NA | attribute | WPA827 | WPA827 | MSIL | MSIL Plant | Inhouse-Gauges | 2 MONTH | 2026-03-08 | 2026-05-08 | OVER DUE |  |  |  | Gowri | MSIL | Automotive
923 | Active | SPG058 | SPECIAL GAUGE | FLATNESS POSITION | * | * | NA | attribute | OP761 | OP761 | MSIL | MSIL Plant | Inhouse-Gauges | 6 MONTH | 2026-01-01 | 2026-07-01 | OK |  |  | Pavi | Gowri | MSIL | Automotive
924 | Active | SPG302/01 | SPECIAL GAUGE | POSITION(milling height) | * | * | NA | attribute | OP761 | OP761 | TML OP ASSY-01 | MSIL Plant | Inhouse-Gauges | 6 MONTH | 2025-12-24 | 2026-06-24 | OK |  |  |  | Gowri | MSIL | Automotive
925 | Active | DI483 | DIAL INDICATOR | 0.010 ~10.000 mm | SUZ326/0.01MM | MITUTOYO |  | ANALOG | OP761 | OP761 | ASSY | MSIL Plant | Inhouse-Instruments | 6 MONTH | 2026-02-09 | 2026-08-09 | OK |  | 2020-08-09 | Pavi | Pavi | TML | Automotive
926 | Active | DI448 | DIAL INDICATOR | 0.010 ~10.000 mm | TCD826/0.01MM | MITUTOYO |  | ANALOG | OP761 | OP761 | ASSY | MSIL Plant | Inhouse-Instruments | 6 MONTH | 2026-02-02 | 2026-08-02 | OK |  | 2022-02-02 | PAVI | Pavi | TML | Automotive
927 | Active | DI398 | DIAL INDICATOR | 0.001~1.000 mm | NBT876/0.001MM | MITUTOYO |  | ANALOG | OP761 | OP761 | ASSY | MSIL Plant | Inhouse-Instruments | 3 MONTH | 2026-05-22 | 2026-08-22 | OK |  | 2023-02-22 |  | Pavi | TML | Automotive
928 | Active | DG0201/01 | DEPTH GAUGE | 34.500/34.700 | * | * | NA | attribute | OP761 | OP761 | TML OP ASSY-01 | MSIL Plant | Inhouse-Gauges | 6 MONTH | 2026-03-12 | 2026-09-12 | OK |  | 2020-03-12 |  | Gowri | MSIL | Automotive
929 | Active | CCG029/02 | CONCENTRICITY GAUGE | 52.000/40.000 | * | * | NA | attribute | OP761 | OP761 | TML OP ASSY-01 | MSIL Plant | Inhouse-Gauges | 2 MONTH | 2026-04-26 | 2026-06-26 | OK |  |  |  | Gowri | MSIL | Automotive
930 | Active | PG555/09 | PLUG GAUGE | 3.900/4.100 | * | * | NA | attribute | OP761 | OP761 | TML OP ASSY-01 | MSIL Plant | Inhouse-Gauges | 6 MONTH | 2025-11-25 | 2026-05-25 | OK |  | 2022-11-25 |  | Gowri | MSIL | Automotive
931 | Active | SPG620/03 | SPECIAL GAUGE | 16.030/16.055 | * | * | NA | attribute | OP761 | OP761 | TML OP ASSY-01 | MSIL Plant | Inhouse-Gauges | 6 MONTH | 2026-03-07 | 2026-09-07 | OK |  |  |  | Gowri | MSIL | Automotive
932 | Active | DI731 | DIAL INDICATOR | 0.010 ~10.000 mm | 0.01MM | MITUTOYO |  | ANALOG | OP85 | OP85 | M/C SHOP | MSIL Plant | Inhouse-Instruments | 6 MONTH | 2026-04-07 | 2026-10-07 | OK |  | 2022-04-07 | PAVI | Pavi | MSIL | Automotive
933 | Active | DI673 | DIAL INDICATOR | 0.010 ~10.000 mm | 0.01MM | MITUTOYO |  | ANALOG | OP806 | OP806 | ASSY | MSIL Plant | Inhouse-Instruments | 6 MONTH | 2026-02-01 | 2026-08-01 | OK |  | 2025-02-01 | Pavi | Pavi | MSIL | Automotive
934 | Active | TW177 | TORQUE WRENCH | 10-50NM | QLS5N-001623P | TOHNICHI |  | * | OP761 | OP761 | ASSY01 | MSIL Plant | Inhouse-Instruments | 6 MONTH | 2025-12-02 | 2026-06-02 | OK |  |  |  | Gowri | TML | Automotive
935 | Active | TW192 | TORQUE WRENCH | 10-50 Nm | 601287H-0.5Nm | TOHNICHI |  |  | OP996 | OP996 | ASSY LINE I | M&M Plant | Inhouse-Instruments | 6 MONTH | 2025-11-14 | 2026-05-14 | OVER DUE |  |  |  | Pavi | M&M | Automotive
936 | STOCK | PG824/01 | PLUG GAUGE | 32.009/32.034 |  | RBC |  |  | OP856 | OP856.01 | ASSY | MSIL Plant | Inhouse-Gauges | 1 MONTH |  |  | NO PLAN |  |  |  | Gowri | SIMSON | Automotive
936 | Active | PG824/03 | PLUG GAUGE | 32.009/32.034 | * | * | NA | attribute | OP856 | OP856 | OTHERS ASSY-01 | MSIL Plant | Inhouse-Gauges | 1 MONTH | 2026-04-23 | 2026-05-23 | OK |  | 2025-10-23 |  | Gowri | MSIL | Automotive
937 | Active | SM155 | SETTING MASTER | 8 | * | * | NA | attribute | OP856 | OP856 | OTHERS ASSY-01 | MSIL Plant | Inhouse-Gauges | 3 MONTH | 2026-02-17 | 2026-05-17 | DUE SOON |  |  |  | Gowri | MSIL | Automotive
938 | Active | DI251 | DIAL INDICATOR | 0.001~1.000 mm | 0.001MM | MITUTOYO |  | ANALOG | * | * | STD ROOM | LAB | Inhouse-Instruments | 3 MONTH | 2026-02-12 | 2026-05-12 | OVER DUE |  | 2024-02-12 | PAVI | Pavi | LAB | Automotive
939 | Active | SPG1089/01 | SPECIAL GAUGE | POSITION GAUGE | * | * | NA | attribute | OP1021 | OP1021 | MSIL | MSIL Plant | Inhouse-Gauges | 6 MONTH | 2026-02-01 | 2026-08-01 | OK |  |  |  | Gowri | MSIL | Automotive
940 | Active | TW232 | TORQUE WRENCH | 0-50Nm | 197990M-QLLS50N | TOHNICHI |  | QLLS50N | OP996 | OP996 | ASSY-01 | M&M Plant | Inhouse-Instruments | 6 MONTH | 2026-03-24 | 2026-09-24 | OK |  |  |  | Pavi | M&M | Automotive
941 | Active | TW230 | TORQUE WRENCH | 0-50Nm | 005825N-QSPLS50N3 | TOHNICHI |  | MANUAL QSPLS50N3 | OP1020 CP | OP1020 CP | ASSY | MSIL Plant | Inhouse-Instruments | 6 MONTH | 2026-03-22 | 2026-09-22 | OK |  |  |  | Gowri | MSIL | Automotive
942 | Active | PG765/04 | PLUG GAUGE | 6.900/7.100 | * | * | NA | attribute | OP1020 CP | OP1020 CP | YANMAR | MSIL Plant | Inhouse-Gauges | 6 MONTH | 2026-03-16 | 2026-09-16 | OK |  |  |  | Gowri | MSIL | Automotive
943 | Active | PG725/01 | PLUG GAUGE | 12.500/12.527 | * | * | NA | ATTRIBUTE | OP1010 | OP1010 | MSIL ASSY | MSIL Plant | Inhouse-Gauges | 1 MONTH | 2026-04-24 | 2026-05-24 | OK |  | 2026-04-24 |  | Gowri | MSIL | Automotive
944 | Active | PG130/24 | PLUG GAUGE | 4.900/5.100 | * | * | NA | attribute | OP1020 CP | OP1020 CP | YANMAR | MSIL Plant | Inhouse-Gauges | 6 MONTH | 2026-03-16 | 2026-09-16 | OK |  |  |  | Gowri | MSIL | Automotive
945 | Active | PG153/14 | PLUG GAUGE | 6.800/7.200 | * | * | NA | attribute | OP1020 CP | OP1020 CP | YANMAR | MSIL Plant | Inhouse-Gauges | 6 MONTH | 2026-03-16 | 2026-09-16 | OK |  |  |  | Gowri | MSIL | Automotive
946 | Active | SNG1011/02 | SNAP GAUGE | 4.550/4.950 | * | * | NA | attribute | OP1020 CP | OP1020 CP | YANMAR | MSIL Plant | Inhouse-Gauges | 6 MONTH | 2026-03-16 | 2026-09-16 | OK |  |  |  | Gowri | MSIL | Automotive
947 | Active | SPM019 | SURFACE PLATE MASTER | ±0.010MM | * | * | NA |  | WPA586M | WPA586M | M/C SHOP | MSIL Plant | Inhouse-Instruments | 6 MONTH | 2025-10-26 | 2026-04-26 | OVER DUE |  |  |  | Gowri | MSIL | Automotive
948 | Active | PG239/01 | PLUG GAUGE | 12.500/12.527&120deg | * | * | NA | attribute | OP1021 | OP1021 | MSIL | MSIL Plant | Inhouse-Gauges | 6 MONTH | 2025-12-03 | 2026-06-03 | OK |  | 2025-12-03 |  | Gowri | MSIL | Automotive
949 | Active | SM090/01 | SETTING MASTER | 53 | * | * | NA | attribute | OP877 | OP877 | OTHERS OP ASSY-01 | MSIL Plant | Inhouse-Gauges | 6 MONTH | 2025-11-03 | 2026-05-03 | OVER DUE |  |  |  | Gowri | MSIL | Automotive
950 | Active | DI371 | DIAL INDICATOR | 0.010 ~10.000 mm | 0.01MM | MITUTOYO |  | ANALOG | OP877 | OP877 | ASSY | MSIL Plant | Inhouse-Instruments | 6 MONTH | 2026-01-03 | 2026-07-03 | OK |  | 2020-07-03 | Pavi | Pavi | MSIL | Automotive
951 | Active | DG721 | DEPTH GAUGE | 32.900/33.100 | * | * | NA | attribute | OP1020 | OP1020 | MSIL | MSIL Plant | Inhouse-Gauges | 6 MONTH | 2025-12-30 | 2026-06-30 | OK |  |  |  | Gowri | MSIL | Automotive
952 | Active | SPG1080/01 | SPECIAL GAUGE | POSITION GAUGE | * | * | NA | attribute | OP1020 | OP1020 | MSIL | MSIL Plant | Inhouse-Gauges | 6 MONTH | 2026-02-01 | 2026-08-01 | OK |  |  |  | Gowri | MSIL | Automotive
953 | Active | SPG826/14 | SPECIAL GAUGE | 25.060/25.025 | * | * | NA | attribute | OP856 | OP856 | OTHERS OP ASSY-01 | MSIL Plant | Inhouse-Gauges | 6 MONTH | 2026-02-01 | 2026-08-01 | OK |  |  |  | Gowri | MSIL | Automotive
954 | Active | TPG034/12 | THREAD PLUG GAUGE | M14X1.5-6H | * | * | NA | attribute | OP1021 | OP1021 | ASSY | MSIL Plant | Inhouse-Gauges | 6 MONTH | 2026-01-20 | 2026-07-20 | OK |  | 2024-07-20 | Pavi | Gowri | MSIL | Automotive
955 | Active | SPG136/01 | SPECIAL GAUGE | 53 | * | * | NA | attribute | OP877 | OP877 | ASSY | MSIL Plant | Inhouse-Gauges | 6 MONTH | 2026-03-14 | 2026-09-14 | OK |  |  |  | Gowri | MSIL | Automotive
956 | Active | DG497/01 | DEPTH GAUGE | 13.700/14.300 | * | * | NA | attribute | OP877 | OP877 | OTHERS OP ASSY-01 | MSIL Plant | Inhouse-Gauges | 6 MONTH | 2025-12-12 | 2026-06-12 | OK |  | 2024-06-12 |  | Gowri | MSIL | Automotive
957 | Active | DI785 | DIAL INDICATOR | 0.010 ~10.000 mm | 0.01MM | MITUTOYO |  | ANALOG | OP1010 | OP1010 | ASSY-01 | MSIL Plant | Inhouse-Instruments | 6 MONTH | 2025-11-24 | 2026-05-24 | OK |  | 2023-11-24 | PAVI | Pavi | MSIL | Automotive
958 | Active | SPG661/01 | SPECIAL GAUGE | HT 1.00±0.1 | * | * | NA | attribute | OP877 | OP877 | OTHERS OP ASSY-01 | MSIL Plant | Inhouse-Gauges | 3 MONTH | 2026-02-09 | 2026-05-09 | OVER DUE |  |  |  | Gowri | MSIL | Automotive
959 | Active | SM091/01 | SETTING MASTER | 53 | * | * | NA | attribute | OP877 | OP877 | OTHERS OP ASSY-01 | MSIL Plant | Inhouse-Gauges | 3 MONTH | 2026-02-03 | 2026-05-03 | OVER DUE |  |  |  | Gowri | MSIL | Automotive
960 | Active | SM051/04 | SETTING MASTER | 93.29 | * | * | NA | attribute | OP854 | OP854 | TML OP ASSY-01 | MSIL Plant | Inhouse-Gauges | 6 MONTH | 2025-11-09 | 2026-05-09 | OVER DUE |  |  |  | Gowri | MSIL | Automotive
961 | Active | SPM006 | SURFACE PLATE MASTER | ±0.010 MM | * | * | NA | SP034 | SQA | SQA | SQA | SQA | Inhouse-Gauges | 2 MONTH | 2026-03-12 | 2026-05-12 | OVER DUE |  |  |  | Pavi |  | Automotive
962 | Active | HG178/01 | HEIGHT GAUGE | 87.85/88.15 | * | * | NA | attribute | WPA114 | WPA114 | MSIL | MSIL Plant | Inhouse-Gauges | 6 MONTH | 2025-11-17 | 2026-05-17 | DUE SOON |  |  |  | Gowri | MSIL | Automotive
963 | Active | DG281/01 | DEPTH GAUGE | 10.300/10.700 | * | * | NA | attribute | WPA114 | WPA114 | MSIL | MSIL Plant | Inhouse-Gauges | 6 MONTH | 2025-11-17 | 2026-05-17 | DUE SOON |  |  |  | Gowri | MSIL | Automotive
964 | Active | CCG084/01 | CONCENTRICITY GAUGE | 29.926/29.926 | * | * | NA | attribute | WPA114 | WPA114 | MSIL | MSIL Plant | Inhouse-Gauges | 6 MONTH | 2025-11-17 | 2026-05-17 | DUE SOON |  |  |  | Gowri | MSIL | Automotive
965 | Active | SPG1025/08 | SPECIAL GAUGE | POSITION GAUGE | * | * | NA | attribute | OP1022 | OP1022 | ASSY-1 | MSIL Plant | Inhouse-Gauges | 6 MONTH | 2026-02-24 | 2026-08-24 | OK |  |  |  | Gowri | TATA Cummins | Automotive
966 | Active | PG0212/09 | PLUG GAUGE | 15.750/15.850 | * | * | NA | attribute | OP1022 | OP1022 | ASSY | MSIL Plant | Inhouse-Gauges | 6 MONTH | 2026-03-07 | 2026-09-07 | OK |  |  |  | Gowri | MSIL | Automotive
967 | Active | TPG028/12 | THREAD PLUG GAUGE | M20x1.5 -6H | * | * | NA | attribute | OP1022 | OP1022 | M/C SHOP | MSIL Plant | Inhouse-Gauges | 1 MONTH | 2026-05-07 | 2026-06-07 | OK |  |  | PAVI | Gowri | MSIL | Automotive
968 | Active | TPG008/18 | THREAD PLUG GAUGE | M10X1.25-6H | * | * | NA | attribute | OP1022 | OP1022 | M/C SHOP | M&M Plant | Inhouse-Gauges | 6 MONTH | 2026-04-07 | 2026-10-07 | OK |  |  |  | Pavi | M&M | Automotive
969 | Active | DG1021/01 | DEPTH GAUGE | 51.750/52.250 | * | * | NA | attribute | OP1022 | OP1022 | M/C | SQA | Inhouse-Gauges | 6 MONTH | 2025-11-24 | 2026-05-24 | OK |  | 2025-11-24 |  | Pavi |  | Automotive
970 | Active | DI680 | DIAL INDICATOR | 0.001~1.000 mm | 0.001MM | MITUTOYO |  | ANALOG | OP1022 | OP1022 | M/C SHOP | MSIL Plant | Inhouse-Instruments | 6 MONTH | 2026-03-04 | 2026-09-04 | OK |  | 2021-03-04 | Pavi | Pavi | TATA Cummins | Automotive
971 | Active | SPG1015/01 | SPECIAL GAUGE | ROTOR DEPTH GAUGE(10.9) | * | * | NA | attribute | OP1022 | OP1022 | RECEIVING INS | SQA | Inhouse-Gauges | 6 MONTH | 2025-11-24 | 2026-05-24 | OK |  |  |  | Pavi |  | Automotive
972 | Active | SM1015/01 | SETTING MASTER | 10.9 | * | * | NA | attribute | OP1022 | OP1022 | RECEIVING INS | MSIL Plant | Inhouse-Gauges | 6 MONTH | 2025-11-24 | 2026-05-24 | OK |  |  |  | Gowri | TATA Cummins | Automotive
973 | Active | SPG182/01 | SPECIAL GAUGE | Bearing bore & M.Hole | * | * | NA | attribute | WPA853S | WPA853S | M/C SHOP | Ford | Inhouse-Gauges | 3 MONTH |  |  | NO PLAN |  |  |  | Pavi | Ford | Automotive
974 | Active | HG1039/01 | HEIGHT GAUGE | 78.200/77.800 | * | * | NA | attribute | WPA853 | WP853 | M/C SHOP | M&M Plant | Inhouse-Gauges | 6 MONTH | 2026-02-14 | 2026-08-14 | OK |  |  |  | Pavi | M&M | Automotive
975 | Active | SNG180/06 | SNAP GAUGE | 30.800/30.400 | * | * | NA | attribute | WPA853S | WPA853S | M/C SHOP | Ford | Inhouse-Gauges | 6 MONTH | 2026-02-24 | 2026-08-24 | OK |  | 2022-08-24 |  | Pavi | Ford | Automotive
976 | Active | DG0126/04 | DEPTH GAUGE | 25.350/25.050 | * | * | NA | attribute | WPA853S | WPA853S | M/C SHOP | Ford | Inhouse-Gauges | 6 MONTH | 2026-01-30 | 2026-07-30 | OK |  |  |  | Pavi | Ford | Automotive
977 | Active | PG0311/01 | PLUG GAUGE | 7.952/7.978 | * | * | NA | attribute | WPA981 | WPA981 | M/C SHOP | Ford | Inhouse-Gauges | 1 MONTH | 2026-05-12 | 2026-06-12 | OK |  | 2025-10-12 |  | Pavi | Ford | Automotive
978 | Active | PG0366/04 | PLUG GAUGE | 22.975/23.000 | * | * | NA | attribute | WPA853 | WPA853 | M/C SHOP | MSIL Plant | Inhouse-Gauges | 1 MONTH | 2026-04-24 | 2026-05-24 | OK |  | 2026-04-24 | PAVI | Gowri | MSIL | Automotive
979 | Active | PG630/06 | PLUG GAUGE | 20.000/20.052 | * | * | NA | attribute | WPA853 | WPA853 | M/C SHOP | MSIL Plant | Inhouse-Gauges | 2 MONTH | 2026-03-28 | 2026-05-28 | OK |  |  | JAY | Gowri | MSIL | Automotive
980 | Active | PG0313/04 | PLUG GAUGE | 37.400/37.600 | * | * | NA | attribute | WPA853 | WPA85 | M/C SHOP | MSIL Plant | Inhouse-Gauges | 2 MONTH | 2026-03-09 | 2026-05-09 | OVER DUE |  |  |  | Gowri | MSIL | Automotive
981 | Active | PG0384/01 | PLUG GAUGE | 39.000/39.300 | * | * | NA | attribute | OP806 | OP806 | MSIL OP M/C SHOP | MSIL Plant | Inhouse-Gauges | 6 MONTH | 2025-11-25 | 2026-05-25 | OK |  | 2023-11-25 | LAKSMI | Gowri | MSIL | Automotive
982 | Active | PG0467/01 | PLUG GAUGE | 14.000/14.027 | * | * | NA | attribute | SQA | SQA | RECEVEING | SQA | Inhouse-Gauges | 1 MONTH | 2026-05-13 | 2026-06-13 | OK |  | 2026-03-13 |  | Pavi |  | Automotive
983 | Active | PG031/03 | PLUG GAUGE | 13.950/14.000 | * | * | NA | attribute | WPA976 | WPP976-01 | M/C SHOP | MSIL Plant | Inhouse-Gauges | 1 MONTH | 2026-04-20 | 2026-05-20 | DUE SOON |  | 2026-03-20 |  | Gowri | MSIL | Automotive
984 | Active | DG651/02 | DEPTH GAUGE | 49.900/50.100 | * | * | NA | attribute | OP806 | OP806 | M/C SHOP | MSIL Plant | Inhouse-Gauges | 6 MONTH | 2026-01-20 | 2026-07-20 | OK |  | 2026-01-20 |  | Gowri | MSIL | Automotive
985 | Active | SPG320/01 | SPECIAL GAUGE | POSITION GAUGE | * | * | NA | attribute | OP85,573 M | OP85,573 M | MSIL OP M/C SHOP | MSIL Plant | Inhouse-Gauges | 6 MONTH | 2026-03-10 | 2026-09-10 | OK |  |  |  | Gowri | MSIL | Automotive
986 | Active | SM003/5 | SETTING MASTER | 9.085 | * | * | NA | attribute | OP85M | OP85M | MSIL OP M/C SHOP | MSIL Plant | Inhouse-Gauges | 2 MONTH | 2026-03-01 | 2026-05-01 | OVER DUE |  |  |  | Gowri | MSIL | Automotive
987 | Active | SPG581/01 | SPECIAL GAUGE | Rotor bore depth gauge | * | * | NA | attribute | OP85 | OP85 | M/C SHOP | MSIL Plant | Inhouse-Gauges | 6 MONTH | 2025-11-08 | 2026-05-08 | OVER DUE |  |  |  | Gowri | MSIL | Automotive
988 | Active | DI394 | DIAL INDICATOR | 0.001~1.000 mm | 0.001MM | MitutoyA |  |  | OP85 | OP85 | M/C SHOP | MSIL Plant | Inhouse-Instruments | 3 MONTH | 2026-04-12 | 2026-07-12 | OK |  | 2024-04-12 | Pavi | Pavi | MSIL | Automotive
989 | Active | DI354 | DIAL INDICATOR | 0.010 ~10.000 mm | 0.01MM | MITUTOYO |  | ANALOG | OP772 | OP772 | ASSY-01 | M&M Plant | Inhouse-Instruments | 6 MONTH | 2025-11-12 | 2026-05-12 | OVER DUE |  | 2020-11-12 | Pavi | Pavi | M&M | Automotive
990 | Active | PG0262/08 | PLUG GAUGE | 9.000/9.022 | * | * | NA | attribute | OP491 | OP491 | MSIL OP M/C SHOP | MSIL Plant | Inhouse-Gauges | 1 MONTH | 2026-04-25 | 2026-05-25 | OK |  | 2026-05-25 | LAKSMI | Gowri | MSIL | Automotive
991 | Active | PG0019/3 | PLUG GAUGE | 32.500/32.700 | * | * | NA | attribute | OP85M | OP85M | MSIL M/C SHOP | MSIL Plant | Inhouse-Gauges | 6 MONTH | 2025-11-19 | 2026-05-19 | DUE SOON |  | 2022-05-19 |  | Gowri | MSIL | Automotive
992 | Active | SPG508/01 | SPECIAL GAUGE | * | * | * | NA | attribute | OP573 | OP573 | M/C SHOP | MSIL Plant | Inhouse-Gauges | 6 MONTH | 2026-01-20 | 2026-07-20 | OK |  |  | LAKSMI | Gowri | MSIL | Automotive
993 | Active | DG0118 | DEPTH GAUGE | 10.000/10.200 | * | * | NA | attribute | OP806 | OP806 | M/C SHOP | MSIL Plant | Inhouse-Gauges | 6 MONTH | 2026-01-20 | 2026-07-20 | OK |  | 2026-01-20 | LAKSMI | Gowri | MSIL | Automotive
994 | Active | TPG023/23 | THREAD PLUG GAUGE | 3/8x NPT | * | * | NA | attribute | OP491 | OP491 | MSIL OP M/C SHOP | MSIL Plant | Inhouse-Gauges | 6 MONTH | 2026-04-15 | 2026-10-15 | OK |  |  |  | Gowri | MSIL | Automotive
995 | Active | PG649/1 | PLUG GAUGE | 33.150/33.300 | * | * | NA | attribute | OP427 | OP427 | M/C SHOP | MSIL Plant | Inhouse-Gauges | 6 MONTH | 2026-03-23 | 2026-09-23 | OK |  | 2024-03-23 |  | Gowri | TML | Automotive
996 | Active | SPG826/13 | SPECIAL GAUGE | TOP BLOCK | * | * | NA | attribute | OP854 | OP854 | MSIL OP M/C SHOP | MSIL Plant | Inhouse-Gauges | 3 MONTH | 2026-03-13 | 2026-06-13 | OK |  |  |  | Gowri | MSIL | Automotive
997 | Active | DG0200/01 | DEPTH GAUGE | 3.900/4.100 | * | * | NA | attribute | OP761 | OP761 | MSIL OP M/C SHOP | MSIL Plant | Inhouse-Gauges | 6 MONTH | 2026-05-14 | 2026-11-14 | OK |  | 2022-05-14 |  | Gowri | MSIL | Automotive
998 | Active | PG0356/01 | PLUG GAUGE | 6.000/6.020 | * | * | NA | attribute | OP1010 | OP1010 | ASSY-01 | MSIL Plant | Inhouse-Gauges | 1 MONTH | 2026-04-21 | 2026-05-21 | DUE SOON |  | 2025-12-21 |  | Gowri | MSIL | Automotive
999 | Active | PG0371/01 | PLUG GAUGE | 40.000/40.150 | * | * | NA | attribute | OP761 | OP761 | TML OP M/C SHOP | MSIL Plant | Inhouse-Gauges | 6 MONTH | 2026-02-28 | 2026-08-28 | OK |  |  |  | Gowri | MSIL | Automotive
1000 | Active | SNG007/46 | SNAP GAUGE | 40.300/40.200 | * | * | NA | attribute | WP468 | WPA85 | MSIL WP M/C SHOP | MSIL Plant | Inhouse-Gauges | 6 MONTH | 2025-12-20 | 2026-06-20 | OK |  | 2019-06-20 |  | Gowri | MSIL | Automotive
1001 | Active | DG004/07 | DEPTH GAUGE | 80.800/81.200 | * | * | NA | attribute | OP806 | OP806 | MSIL WP M/C SHOP | MSIL Plant | Inhouse-Gauges | 6 MONTH | 2025-11-16 | 2026-05-16 | DUE SOON |  |  |  | Gowri | MSIL | Automotive
1002 | Active | SPG089/01 | SPECIAL GAUGE | 61.00/63.00 | * | * | NA | attribute | WPA85M | WPA85M | MSIL WP M/C SHOP | MSIL Plant | Inhouse-Gauges | 6 MONTH | 2025-11-30 | 2026-05-30 | OK |  |  |  | Gowri | MSIL | Automotive
1003 | Active | SPG017/12 | SPECIAL GAUGE | M.H Position & Impeller Height | * | * | NA | attribute | WPA468M | WPA468M | MSIL WP M/C SHOP | MSIL Plant | Inhouse-Gauges | 3 MONTH | 2026-03-04 | 2026-06-04 | OK |  |  |  | Gowri | MSIL | Automotive
1004 | Active | DG0157/02 | DEPTH GAUGE | 6.000/6.200 | * | * | NA | attribute | OP906 | OP906 | TML OP M/C SHOP | MSIL Plant | Inhouse-Gauges | 6 MONTH | 2025-12-12 | 2026-06-12 | OK |  | 2023-06-12 |  | Gowri | MSIL | Automotive
1005 | Active | PG653/03 | PLUG GAUGE | 7.000/7.200 | * | * | NA | attribute | OP906 | OP906-01 | M/C SHOP | MSIL Plant | Inhouse-Gauges | 6 MONTH | 2026-03-06 | 2026-09-06 | OK |  | 2026-03-06 |  | Gowri | MSIL | Automotive
1006 | Active | PG079/4 | PLUG GAUGE | 38.850/39.150 | * | * | NA | attribute | OP491 | OP491 | MSIL OP M/C SHOP | MSIL Plant | Inhouse-Gauges | 6 MONTH | 2026-04-13 | 2026-10-13 | OK |  | 2023-10-13 |  | Gowri | MSIL | Automotive
1007 | Active | PG0200/02 | PLUG GAUGE | 10.000/10.015 | * | * | NA | attribute | OP906 | OP906 | TML OP M/C SHOP | MSIL Plant | Inhouse-Gauges | 1 MONTH | 2026-04-22 | 2026-05-22 | DUE SOON |  | 2026-04-22 |  | Gowri | MSIL | Automotive
1008 | Active | PG651/01 | PLUG GAUGE | 17.800/18.200 | * | * | NA | attribute | OP906 | OP906 | TML OP M/C SHOP | MSIL Plant | Inhouse-Gauges | 6 MONTH | 2026-03-18 | 2026-09-18 | OK |  |  |  | Gowri | MSIL | Automotive
1009 | Active | PG0414/005 | PLUG GAUGE | 5.450/5.550 | * | * | NA | attribute | OP898/809 | OP898 | M/C SHOP | GM | Inhouse-Gauges | 6 MONTH | 2026-05-15 | 2026-11-15 | OK |  | 2024-11-15 |  | Pavi | GM | Automotive
1010 | Active | TPG009/27 | THREAD PLUG GAUGE | M12X1.25-6H | * | * | NA | attribute | OP906 | OP906 | M/C SHOP | MSIL Plant | Inhouse-Gauges | 12 MONTH | 2026-02-25 | 2027-02-25 | OK |  |  | PAVI | Gowri | MSIL | Automotive
1011 | Active | TPG033/04 | THREAD PLUG GAUGE | 3/8-19 SYS | * | * | NA | attribute | OP906 | OP906 | M/C SHOP | MSIL Plant | Inhouse-Gauges | 2 MONTH | 2026-04-13 | 2026-06-13 | OK |  | 2026-02-13 |  | Gowri | MSIL | Automotive
1012 | Active | SPG283/02 | SPECIAL GAUGE | Inlet Position | * | * | NA | attribute | OP906 | OP906 | TML OP M/C SHOP | MSIL Plant | Inhouse-Gauges | 3 MONTH | 2026-03-05 | 2026-06-05 | OK |  |  |  | Gowri | MSIL | Automotive
1013 | Active | SPG222/03 | SPECIAL GAUGE | INLET GAUGE | * | * | NA | attribute | OP906 | OP906 | TML OP M/C SHOP | MSIL Plant | Inhouse-Gauges | 3 MONTH | 2026-03-09 | 2026-06-09 | OK |  |  |  | Gowri | MSIL | Automotive
1014 | Active | DG0046/04 | DEPTH GAUGE | 61.850/62.150 | * | * | NA | attribute | OP906 | OP906 | TML OP ASSY-01 | MSIL Plant | Inhouse-Gauges | 6 MONTH | 2025-11-18 | 2026-05-18 | DUE SOON |  |  |  | Gowri | MSIL | Automotive
1015 | Active | SNG284/03 | SNAP GAUGE | 9.500/9.800 | * | * | NA | attribute | OP906 | OP906 | TML OP M/C SHOP | MSIL Plant | Inhouse-Gauges | 6 MONTH | 2025-11-24 | 2026-05-24 | OK |  | 2025-05-24 |  | Gowri | MSIL | Automotive
1016 | Active | SNG014/06 | SNAP GAUGE | 17.200/16.800 | * | * | NA | attribute | OP905 | OP906 | TML OP M/C SHOP | MSIL Plant | Inhouse-Gauges | 6 MONTH | 2025-11-01 | 2026-05-01 | OVER DUE |  |  |  | Gowri | MSIL | Automotive
1017 | Active | PG613/24 | PLUG GAUGE | 6.647/6.912 | * | * | NA | attribute | IFC977 | OP491 | MSIL OP ASSY | MSIL Plant | Inhouse-Gauges | 6 MONTH | 2026-03-15 | 2026-09-15 | OK |  |  | LAKSMI | Gowri | MSIL | Automotive
1018 | Active | PG0234/7 | PLUG GAUGE | 5.050/5.010 | * | * | NA | attribute | WPA468M | WPA468M | MSIL WP M/C SHOP | MSIL Plant | Inhouse-Gauges | 1 MONTH | 2026-04-25 | 2026-05-25 | OK |  | 2026-05-25 |  | Gowri | MSIL | Automotive
1019 | Active | SPG999/01 | SPECIAL GAUGE | COVER PLATE POSITION GAUGE | * | * | NA | attribute | OP1010 | OP1010 | MSIL OP M/C SHOP | MSIL Plant | Inhouse-Gauges | 6 MONTH | 2026-03-24 | 2026-09-24 | OK |  |  |  | Gowri | MSIL | Automotive
1020 | Active | PG339/03 | PLUG GAUGE | 6.270/6.310 | * | * | NA | attribute | WPA827 | WPA827 | ASSY | MSIL Plant | Inhouse-Gauges | 6 MONTH | 2025-12-15 | 2026-06-15 | OK |  |  |  | Gowri | MSIL | Automotive
1021 | Active | PG668/13 | PLUG GAUGE | 4.917/5.153 | * | * | NA | attribute | IFC977M2 | IFC977M2 | AL ASSEMBLY | M&M Plant | Inhouse-Gauges | 6 MONTH | 2025-11-22 | 2026-05-22 | DUE SOON |  | 2019-04-22 |  | Pavi | M&M | Automotive
1022 | Active | VC129 | VERNIER CALIPER | 0-150MM | SN23110515 | YUZUKI |  | Digital | Daikin | Daikin | DAIKIN | Daikin | Inhouse-Instruments | 6 MONTH | 2026-03-15 | 2026-09-15 | OK |  |  | Manivannan.C | Pavi | Daikin | Automotive
1023 | Active | SPG988/01 | SPECIAL GAUGE | POSITION GAUGE | * | * | NA | attribute | OP1010 | OP1010 | MSIL OP M/C SHOP | MSIL Plant | Inhouse-Gauges | 6 MONTH | 2025-12-20 | 2026-06-20 | OK |  |  |  | Gowri | MSIL | Automotive
1024 | Active | SPG905/01 | SPECIAL GAUGE | POSITION GAUGE | * | * | NA | attribute | M1102 | M1102 | ASSY-HOUSING CAP | MSIL Plant | Inhouse-Gauges | 6 MONTH | 2025-10-07 | 2026-04-07 | OVER DUE |  |  |  | Gowri | MSIL | Automotive
1025 | Active | SNG341/04 | SNAP GAUGE | 28.200/27.800 | * | * | NA | attribute | M1102 | M1102 | ASSY-HOUSING CAP | MSIL Plant | Inhouse-Gauges | 6 MONTH | 2026-04-07 | 2026-10-07 | OK |  |  |  | Gowri | MSIL | Automotive
1026 | Active | SNG341/03 | SNAP GAUGE | 28.200/27.800 | * | * | NA | attribute | M1102 | M1102 | PRESURE CAB | MSIL Plant | Inhouse-Gauges | 6 MONTH | 2026-04-07 | 2026-10-07 | OK |  |  |  | Gowri | MSIL | Automotive
1027 | Active | RG067/01 | RING GAUGE | 30.00/30.60 | * | * | NA | attribute | M1102 | M1102 | MSIL M/C SHOP | MSIL Plant | Inhouse-Gauges | 6 MONTH | 2026-03-11 | 2026-09-11 | OK |  |  |  | Gowri | MSIL | Automotive
1028 | Active | SNG930/01 | SNAP GAUGE | 28.150/27.850 | * | * | NA | attribute | OP854 | OP854 | TML OP M/C SHOP | MSIL Plant | Inhouse-Gauges | 6 MONTH | 2025-12-29 | 2026-06-29 | OK |  |  |  | Gowri | MSIL | Automotive
1029 | Active | PG698/02 | PLUG GAUGE | 12.000/12.043 | * | * | NA | attribute | WPA468M | WP468M | M/C SHOP | MSIL Plant | Inhouse-Gauges | 1 MONTH | 2026-05-07 | 2026-06-07 | OK |  |  |  | Gowri | MSIL | Automotive
1030 | Active | HG0045 | HEIGHT GAUGE | 28.100/27.900 | * | * | NA | attribute | WPA468M | WPA468M | MSIL WP ASSY | MSIL Plant | Inhouse-Gauges | 6 MONTH | 2025-12-23 | 2026-06-23 | OK |  | 2020-06-23 |  | Gowri | MSIL | Automotive
1031 | Active | DG0072/04 | DEPTH GAUGE | 80.800/81.200 | * | * | NA | attribute | WPA468 | WPA468 | MSIL WP M/C SHOP | MSIL Plant | Inhouse-Gauges | 6 MONTH | 2026-05-14 | 2026-11-14 | OK |  | 2023-11-14 |  | Gowri | MSIL | Automotive
1032 | Active | PG0130/22 | PLUG GAUGE | 4.900/5.100 |  | RBC |  |  | WPA1022 | WPA1022 | RECEIVING INS | SQA | Inhouse-Gauges | 6 MONTH | 2025-11-24 | 2026-05-24 | OK |  | 2025-05-24 |  | Pavi |  | Automotive
1033 | Active | SPG405/01 | SPECIAL GAUGE | M.H WITH BRG POSITION GAUGE | * | * | NA | attribute | WPA827 | WPA827 | MSIL WP M/C SHOP | MSIL Plant | Inhouse-Gauges | 3 MONTH | 2026-03-04 | 2026-06-04 | OK |  |  |  | Gowri | MSIL | Automotive
1034 | Active | SPM003 | SURFACE PLATE MASTER | FLATNESS MASTER | * | * | NA |  | WPA827 | WP827 | ASSY-01 | MSIL Plant | Inhouse-Instruments | 2 MONTH | 2026-03-09 | 2026-05-09 | OVER DUE |  |  |  | Gowri | MSIL | Automotive
1035 | Active | SPG1030/02 | SPECIAL GAUGE | Impeller height gauge | * | * | NA | attribute | WPA827 | WPA827 | MSIL ASSY | MSIL Plant | Inhouse-Gauges | 3 MONTH | 2025-12-21 | 2026-06-21 | OK |  |  |  | Gowri | MSIL | Automotive
1036 | Active | SPG412/04 | SPECIAL GAUGE | POSITION GAUGE WITH FOULING | * | * | NA | attribute | WPA827 | WPA827 | ASSY | MSIL Plant | Inhouse-Gauges | 3 MONTH | 2026-03-23 | 2026-06-23 | OK |  |  |  | Gowri | MSIL | Automotive
1037 | Active | SPG220/01 | SPECIAL GAUGE | M.H POSITION GAUGE | * | * | NA | attribute | WPA586M | WPA586M | MSIL WP ASSY | MSIL Plant | Inhouse-Gauges | 3 MONTH | 2026-03-09 | 2026-06-09 | OK |  |  |  | Gowri | MSIL | Automotive
1038 | Active | HGM162/1 | HEIGHT GAUGE MASTER | 80 | * | * | NA | attribute | WPA586 | WPA586 | M/C SHOP | MSIL Plant | Inhouse-Gauges | 6 MONTH | 2026-03-01 | 2026-09-01 | OK |  |  |  | Gowri | MSIL | Automotive
1039 | Active | DG0079/2 | DEPTH GAUGE | 8.700/9.300 | * | * | NA | attribute | WPA586M | WPA586M | ASSY-01 | MSIL Plant | Inhouse-Gauges | 6 MONTH | 2025-11-22 | 2026-05-22 | DUE SOON |  | 2020-11-22 |  | Gowri | MSIL | Automotive
1040 | Active | HG0059/02 | HEIGHT GAUGE | 72 | * | * | NA | attribute | WPA586M | WPA586M | MSIL WP ASSY | MSIL Plant | Inhouse-Gauges | 6 MONTH | 2025-12-10 | 2026-06-10 | OK |  |  |  | Gowri | MSIL | Automotive
1041 | Active | DI623 | DIAL INDICATOR | 0.010 ~10.000 mm | MXQ958/0.01MM | MITUTOYO |  | ANALOG | WPA586 | WP586 | ASSY | MSIL Plant | Inhouse-Instruments | 6 MONTH | 2026-03-05 | 2026-09-05 | OK |  | 2022-09-05 | Pavi | Pavi | MSIL | Automotive
1042 | Active | HGM025/02 | HEIGHT GAUGE MASTER | 72 | * | * | NA | attribute | WPA903 | WPA903 | ASSY-01 | MSIL Plant | Inhouse-Gauges | 2 MONTH | 2026-03-10 | 2026-05-10 | OVER DUE |  |  |  | Gowri | MSIL | Automotive
1043 | Active | HG151/01 | HEIGHT GAUGE | 92.000/91.000(TOTAL HEIGHT) | * | * | NA | attribute | WPA468M | WPA468M | MSIL WP ASSY | MSIL Plant | Inhouse-Gauges | 3 MONTH | 2026-03-06 | 2026-06-06 | OK |  |  |  | Gowri | MSIL | Automotive
1044 | Active | SPG832/01 | SPECIAL GAUGE | FOULING GAUGE | * | * | NA | attribute | WPA761 | WPA761 | TML ASSY | MSIL Plant | Inhouse-Gauges | 6 MONTH | 2025-10-15 | 2026-04-15 | OVER DUE |  |  |  | Gowri | TML | Automotive
1045 | Active | HG086/02 | HEIGHT GAUGE | 53.450 / 53.100(TOTAL HEIGHT) | * | * | NA | attribute | WPA723N | WPA723N | MSIL WP ASSY | MSIL Plant | Inhouse-Gauges | 6 MONTH | 2025-12-17 | 2026-06-17 | OK |  |  |  | Gowri | MSIL | Automotive
1046 | Active | HGM075/01 | HEIGHT GAUGE MASTER | 53.450 / 53.100(TOTAL HEIGHT) | * | * | NA | attribute | WPA723N | WPA723N | MSIL WP ASSY | MSIL Plant | Inhouse-Gauges | 3 MONTH | 2026-03-17 | 2026-06-17 | OK |  |  |  | Gowri | MSIL | Automotive
1047 | Active | SM0050/02 | SETTING MASTER | 18.1 | * | * | NA | attribute | WPA723N | WPA723N | MSIL WP ASSY | MSIL Plant | Inhouse-Gauges | 6 MONTH | 2025-11-29 | 2026-05-29 | OK |  |  |  | Gowri | MSIL | Automotive
1048 | Active | DG0215/02 | DEPTH GAUGE | 18.000/18.200 | * | * | NA | attribute | WPA723N | WPA723N | TML WP ASSY-01 | MSIL Plant | Inhouse-Gauges | 6 MONTH | 2026-05-12 | 2026-11-12 | OK |  | 2022-11-12 |  | Gowri | TML | Automotive
1049 | Active | DI443 | DIAL INDICATOR | 0.010 ~10.000 mm | LLJ980/0.01MM | MITUTOYO |  | ANALOG | WPA723 | WPA723 | ASSY | MSIL Plant | Inhouse-Instruments | 6 MONTH | 2026-02-20 | 2026-08-20 | OK |  | 2023-08-20 | PAVI | Pavi | TML | Automotive
1050 | Active | SM0049/01 | SETTING MASTER | 20 | * | * | NA | attribute | WPA761 | WPA761 | MSIL WP ASSY | MSIL Plant | Inhouse-Gauges | 3 MONTH | 2026-02-22 | 2026-05-22 | DUE SOON |  |  |  | Gowri | MSIL | Automotive
1051 | Active | DI663 | DIAL INDICATOR | 0.010 ~10.000 mm | 0.01MM | MITUTOYO |  | ANALOG | WPA723 | WP723 | ASSY-01 | MSIL Plant | Inhouse-Instruments | 6 MONTH | 2026-04-28 | 2026-10-28 | OK |  | 2023-04-28 | Pavi | Pavi | TML | Automotive
1052 | Active | PG0345/02 | PLUG GAUGE | 8.000/8.036 | * | * | NA | attribute | WPA723N | WPA723N | ASSY | MSIL Plant | Inhouse-Gauges | 1 MONTH | 2026-05-11 | 2026-06-11 | OK |  | 2026-03-11 |  | Gowri | TML | Automotive
1053 | Active | SM095/01 | SETTING MASTER | 9.6 | * | * | NA | attribute | WPA723N | WPA723N | ASSY-01 | MSIL Plant | Inhouse-Gauges | 3 MONTH | 2026-03-23 | 2026-06-23 | OK |  |  |  | Gowri | TML | Automotive
1054 | Active | SPG678/01 | SPECIAL GAUGE | 9.6 | * | * | NA | attribute | WPA723N | WPA723N | ASSY-01 | MSIL Plant | Inhouse-Gauges | 3 MONTH | 2026-03-23 | 2026-06-23 | OK |  |  |  | Gowri | MSIL | Automotive
1055 | Active | DI600 | DIAL INDICATOR | 0.010 ~10.000 mm | 0.01MM | MITUTOYO |  | ANALOG | WPA723 | WP723 | ASSY-01 | MSIL Plant | Inhouse-Instruments | 6 MONTH | 2026-02-26 | 2026-08-26 | OK |  | 2023-08-26 | Pavi | Pavi | TML | Automotive
1056 | Active | SPG020 | SPECIAL GAUGE | FLATNESS | * | * | NA | attribute | WPA586M | WPA586M | MSIL WP ASSY | MSIL Plant | Inhouse-Gauges | 6 MONTH | 2025-12-09 | 2026-06-09 | OK |  |  |  | Gowri | MSIL | Automotive
1057 | REJECTION | SPG017/11 | SPECIAL GAUGE | M.H Position & Impeller Height | * | * | NA | attribute | WPA85M | WPA85M | MSIL WP ASSY | MSIL Plant | Inhouse-Gauges | 3 MONTH | 2026-03-04 | 2026-06-04 | OK |  |  |  | Gowri | MSIL | Automotive
1058 | Active | SPG090/11 | SPECIAL GAUGE | POSITION GAUGE | * | * | NA | attribute | WPA468M | WPA468M | MSIL WP ASSY | MSIL Plant | Inhouse-Gauges | 3 MONTH | 2026-03-22 | 2026-06-22 | OK |  |  |  | Gowri | MSIL | Automotive
1059 | Active | SNG044/4 | SNAP GAUGE | 23.950/23.850 | * | * | NA | attribute | WPA827 | WPA827 | MSIL WP ASSY-02 | MSIL Plant | Inhouse-Gauges | 6 MONTH | 2025-11-25 | 2026-05-25 | OK |  | 2023-01-25 |  | Gowri | MSIL | Automotive
1060 | Active | SNG044/2 | SNAP GAUGE | 23.250/23.950 | * | * | NA | attribute | WPA85 | WP85 | ASSY | MSIL Plant | Inhouse-Gauges | 6 MONTH | 2026-02-24 | 2026-08-24 | OK |  | 2026-02-24 |  | Gowri | MSIL | Automotive
1061 | Active | HGM017/02 | HEIGHT GAUGE MASTER | 91.5(TOTAL HEIGHT) | * | * | NA | attribute | WPA468M | WPA468M | MSIL WP ASSY | MSIL Plant | Inhouse-Gauges | 6 MONTH | 2026-02-03 | 2026-08-03 | OK |  |  |  | Gowri | MSIL | Automotive
1062 | Active | HG017 | HEIGHT GAUGE | 92.000/91.000 | * | * | NA | attribute | WPA468M | WPA468M | MSIL WP ASSY | MSIL Plant | Inhouse-Gauges | 6 MONTH | 2026-02-03 | 2026-08-03 | OK |  |  |  | Gowri | MSIL | Automotive
1063 | Active | DI730 | DIAL INDICATOR | 0.010 ~10.000 mm | 0.01MM | MITUTOYO |  |  | WPA723 | WP723 | ASSY | MSIL Plant | Inhouse-Instruments | 6 MONTH | 2025-12-26 | 2026-06-26 | OK |  | 2024-06-26 | PAVI | Pavi | TML | Automotive
1064 | Active | DG0257/01 | DEPTH GAUGE | 18.100/18.500 | * | * | NA | attribute | WPA827 | WPA827 | MSIL WP ASSY | MSIL Plant | Inhouse-Gauges | 6 MONTH | 2026-03-20 | 2026-09-20 | OK |  | 2026-03-20 |  | Gowri | MSIL | Automotive
1065 | Active | SPG412/02 | SPECIAL GAUGE | FOULING GAUGE | * | * | NA | attribute | WPA827 | WPA827 | ASSY-02 | MSIL Plant | Inhouse-Gauges | 3 MONTH | 2026-03-05 | 2026-06-05 | OK |  |  |  | Gowri | MSIL | Automotive
1066 | Active | SM211/01 | SETTING MASTER | FLATNESS | * | * | NA | attribute | WPA827 | WPA827 | ASSY | MSIL Plant | Inhouse-Gauges | 3 MONTH | 2026-02-05 | 2026-05-05 | OVER DUE |  |  |  | Gowri | MSIL | Automotive
1067 | Active | DI809 | DIAL INDICATOR | 0.010 ~10.000 mm | CQNX 15/0.01MM | MITUTOYO |  | ANALOG | WPA827 | WP827 | ASSY | MSIL Plant | Inhouse-Instruments | 6 MONTH | 2025-12-07 | 2026-06-07 | OK |  | 2023-12-07 | PAVI | Gowri | MSIL | Automotive
1068 | Active | SPG863/01 | SPECIAL GAUGE | PCD 40 | * | * | NA | attribute | WPA827 | WPA827 | FINAL INSPECTION | MSIL Plant | Inhouse-Gauges | 6 MONTH | 2025-10-10 | 2026-04-10 | OVER DUE |  |  |  | Gowri | MSIL | Automotive
1069 | Active | HGM065/02 | HEIGHT GAUGE MASTER | 57.4 | * | * | NA | attribute | WPA827 | WPA827 | MSIL WP ASSY-02 | MSIL Plant | Inhouse-Gauges | 6 MONTH | 2025-11-21 | 2026-05-21 | DUE SOON |  |  |  | Gowri | MSIL | Automotive
1070 | Active | HGM065/01 | HEIGHT GAUGE MASTER | 57.4(total height) | * | * | NA | attribute | WPA827 | WPA827 | MSIL WP ASSY | MSIL Plant | Inhouse-Gauges | 3 MONTH | 2025-12-17 | 2026-03-17 | OVER DUE |  |  |  | Gowri | MSIL | Automotive
1071 | Active | SNG0118/05 | SNAP GAUGE | 23.930/23.830 | * | * | NA | attribute | WPA827 | WPA827 | MSIL WP ASSY-02 | MSIL Plant | Inhouse-Gauges | 6 MONTH | 2025-11-02 | 2026-05-02 | OVER DUE |  |  |  | Gowri | MSIL | Automotive
1072 | Active | SM133/04 | SETTING MASTER | 7.1(seal working height) | * | * | NA | attribute | WPA827 | WPA827 | MSIL WP ASSY | MSIL Plant | Inhouse-Gauges | 6 MONTH | 2026-04-05 | 2026-10-05 | OK |  |  |  | Gowri | MSIL | Automotive
1073 | Active | SPG768/04 | SPECIAL GAUGE | 7.1(seal working height) | * | * | NA | attribute | WPA827 | WPA827 | MSIL WP ASSY | MSIL Plant | Inhouse-Gauges | 6 MONTH | 2026-04-05 | 2026-10-05 | OK |  |  |  | Gowri | MSIL | Automotive
1074 | Active | DI826 | DIAL INDICATOR | 0.010 ~10.000 mm | * | MITUTOYO |  | ANALOG | OP1010 | OP1010 | SURFACE TABLE | MSIL Plant | Inhouse-Instruments | 6 MONTH | 2025-12-05 | 2026-06-05 | OK |  | 2025-06-05 | PAVI | Pavi | MSIL | Automotive
1075 | Active | DG154/08 | DEPTH GAUGE | 5.700/6.300 | * | * | NA | attribute | OP1010 CP | OP1010 CP | MSIL M/C SHOP | MSIL Plant | Inhouse-Gauges | 6 MONTH | 2026-02-14 | 2026-08-14 | OK |  | 2022-08-14 |  | Gowri | MSIL | Automotive
1076 | Active | PG0353/03 | PLUG GAUGE | 9.900/10.100 | * | * | NA | attribute | OP1010 | OP1010 | MSIL OP ASSY | MSIL Plant | Inhouse-Gauges | 6 MONTH | 2026-02-22 | 2026-08-22 | OK |  | 2023-08-22 |  | Gowri | MSIL | Automotive
1077 | Active | SPG207/04 | SPECIAL GAUGE | 1.5 | * | * | NA | attribute | OP1010 | OP1010 | MSIL OP ASSY | MSIL Plant | Inhouse-Gauges | 6 MONTH | 2026-03-16 | 2026-09-16 | OK |  |  |  | Gowri | MSIL | Automotive
1078 | Active | SM204/04 | SETTING MASTER | 10.20+0.06-0.03 | * | * | NA | attribute | OP1010 | OP1010 | MSIL OP ASSY | MSIL Plant | Inhouse-Gauges | 6 MONTH | 2025-09-16 | 2026-03-16 | OVER DUE |  |  |  | Gowri | MSIL | Automotive
1079 | Active | PG491/03 | PLUG GAUGE | 10.647/10.912 | * | * | NA | attribute | OP1010 | OP1010 | MSIL OP ASSY | MSIL Plant | Inhouse-Gauges | 6 MONTH | 2026-02-22 | 2026-08-22 | OK |  | 2021-08-22 |  | Gowri | MSIL | Automotive
1080 | Active | PG668/87 | PLUG GAUGE | 4.917/5.153 | * | * | NA | attribute | OP898 | OP898 | ASSY | GM | Inhouse-Gauges | 6 MONTH | 2026-01-24 | 2026-07-24 | OK |  | 2026-01-24 |  | Pavi | GM | Automotive
1081 | Active | DI814 | DIAL INDICATOR | 0.010 ~10.000 mm | CTMM63/0.01MM | MITUTOYO |  | ANALOG | IFC977M2 | IFC977M2M2 | ASSY | M&M Plant | Inhouse-Instruments | 6 MONTH | 2026-03-09 | 2026-09-09 | OK |  | 2024-09-09 | PAVI | Pavi | M&M | Automotive
1082 | Active | SPG704/05 | SPECIAL GAUGE | 39.5 | * | * | NA | attribute | OP1010 | OP1010 | MSIL OP ASSY | MSIL Plant | Inhouse-Gauges | 6 MONTH | 2025-09-16 | 2026-03-16 | OVER DUE |  |  |  | Gowri | MSIL | Automotive
1083 | Active | PG613/39 | PLUG GAUGE | 6.647/6.912 | * | * | NA | attribute | OP1010 | OP1010 | MSIL OP ASSY | MSIL Plant | Inhouse-Gauges | 6 MONTH | 2025-11-26 | 2026-05-26 | OK |  | 2020-11-26 |  | Gowri | MSIL | Automotive
1084 | Active | PG0094/21 | PLUG GAUGE | 7.000/7.300 | * | * | NA | attribute | OP1010 | OP1010 | ASSY | MSIL Plant | Inhouse-Gauges | 6 MONTH | 2026-04-21 | 2026-10-21 | OK |  | 2023-04-21 |  | Gowri | MSIL | Automotive
1085 | Active | TW251 | TORQUE WRENCH | 10-25NM | QL25N5 | TOHNICHI |  | ANALOG | OP1010 | OP1010 | ASSY-01 | MSIL Plant | Inhouse-Instruments | 6 MONTH | 2025-10-22 | 2026-04-22 | OVER DUE |  |  |  | Gowri | MSIL | Automotive
1086 | Active | SPG791/01 | SPECIAL GAUGE | 4.800/5.000(4.900) | * | * | NA | attribute | WPA981 | WPA981 | M/C SHOP | Ford | Inhouse-Gauges | 6 MONTH | 2026-02-13 | 2026-08-13 | OK |  |  |  | Pavi | Ford | Automotive
1087 | Active | DG661/01 | DEPTH GAUGE | 39.000/40.000 | * | * | NA | attribute | OP1010 | OP1010 | MSIL ASSY | MSIL Plant | Inhouse-Gauges | 6 MONTH | 2026-03-10 | 2026-09-10 | OK |  | 2023-09-10 |  | Gowri | MSIL | Automotive
1088 | Active | PG728/04 | PLUG GAUGE | 17.550/17.650 | * | * | NA | attribute | OP959 | OP959 | MSIL OP ASSY | MSIL Plant | Inhouse-Gauges | 6 MONTH | 2026-02-23 | 2026-08-23 | OK |  | 2025-02-23 |  | Gowri | MSIL | Automotive
1089 | Active | PG613/44 | PLUG GAUGE | 6.647/6.912 | * | * | NA | attribute | WPA853S | WPA853S | M/C SHOP | Ford | Inhouse-Gauges | 6 MONTH | 2026-05-15 | 2026-11-15 | OK |  | 2023-05-15 |  | Pavi | Ford | Automotive
1090 | Active | PG668/62 | PLUG GAUGE | 4.917/5.153 | * | * | NA | attribute | OP959 | OP1010 | OP ASSY-01 | MSIL Plant | Inhouse-Gauges | 6 MONTH | 2026-05-13 | 2026-11-13 | OK |  | 2017-05-13 |  | Gowri | MSIL | Automotive
1091 | Active | PG491/05 | PLUG GAUGE | 10.679/10.912 | * | * | NA | attribute | OP1010 | OP1010 | MSIL M/C SHOP | MSIL Plant | Inhouse-Gauges | 6 MONTH | 2026-03-28 | 2026-09-28 | OK |  |  |  | Gowri | MSIL | Automotive
1092 | Active | PG867/05 | PLUG GAUGE | 2.500/2.700 | * | * | NA | attribute | OP1010 | OP1010 | MSIL OP ASSY | MSIL Plant | Inhouse-Gauges | 6 MONTH | 2026-02-25 | 2026-08-25 | OK |  | 2023-08-25 |  | Gowri | MSIL | Automotive
1093 | Active | SPG704 | SPECIAL GAUGE | SUMPFACE HEIGHT GAUGE | * | * | NA | attribute | OP1010 | OP1010 | MSIL ASSY | MSIL Plant | Inhouse-Gauges | 6 MONTH | 2026-02-17 | 2026-08-17 | OK |  |  |  | Gowri | MSIL | Automotive
1094 | Active | DI714 | DIAL INDICATOR | 0.010 ~10.000 mm | 0.01MM | MITUTOYO |  | ANALOG | OP1010 | OP1010 | ASSY-01 | MSIL Plant | Inhouse-Instruments | 6 MONTH | 2026-02-23 | 2026-08-23 | OK |  | 2023-08-23 | Pavi | Pavi | MSIL | Automotive
1095 | Active | DI725 | DIAL INDICATOR | 0.010 ~10.000 mm | 0.01MM | MITUTOYO |  | ANALOG | OP1010 | OP1010 | ASSY-01 | MSIL Plant | Inhouse-Instruments | 6 MONTH | 2025-11-27 | 2026-05-27 | OK |  | 2023-05-27 | PAVI | Pavi | MSIL | Automotive
1096 | Active | DI776 | DIAL INDICATOR | 0.010 ~10.000 mm | 0.01MM | MITUTOYO |  | ANALOG | OP1010 | OP1010 | ASSY-01 | MSIL Plant | Inhouse-Instruments | 6 MONTH | 2025-11-30 | 2026-05-30 | OK |  | 2024-05-30 | PAVI | Pavi | MSIL | Automotive
1097 | Active | DI811 | DIAL INDICATOR | 0.010 ~10.000 mm | 0.01MM | MITUTOYO |  | ANALOG | OP1010 | OP1010 | SURFACE TABLE | MSIL Plant | Inhouse-Instruments | 6 MONTH | 2025-11-28 | 2026-05-28 | OK |  | 2024-05-28 | PAVI | Gowri | MSIL | Automotive
1098 | Active | TPG009/212 | THREAD PLUG GAUGE | M12X1.25-6H | * | * | NA | attribute | OP1010 | OP1010 | MSIL | MSIL Plant | Inhouse-Gauges | 2 MONTH | 2026-03-16 | 2026-05-16 | DUE SOON |  |  |  | Gowri | MSIL | Automotive
1099 | Active | SM217/04 | SETTING MASTER | 1.5 | * | * | NA | attribute | OP1010 | OP1010 | MSIL OP M/C SHOP | MSIL Plant | Inhouse-Gauges | 6 MONTH | 2025-10-10 | 2026-04-10 | OVER DUE |  |  |  | Gowri | MSIL | Automotive
1100 | Active | SNG388/02 | SNAP GAUGE | 13.100/12.100 | * | * | NA | attribute | OP1010 | OP1010 | MSIL ASSY | MSIL Plant | Inhouse-Gauges | 6 MONTH | 2026-02-26 | 2026-08-26 | OK |  | 2026-02-26 | PAVI | Gowri | MSIL | Automotive
1101 | Active | DG630/02 | DEPTH GAUGE | 4.050/4.750 | * | * | NA | attribute | OP1010 | OP1010 | MSIL M/C SHOP | MSIL Plant | Inhouse-Gauges | 6 MONTH | 2026-01-02 | 2026-07-02 | OK |  |  |  | Gowri | MSIL | Automotive
1102 | Active | SNG618/01 | SNAP GAUGE | 13.100/12.100 | * | * | NA | attribute | OP1010 | OP1010 | MSIL M/C SHOP | MSIL Plant | Inhouse-Gauges | 6 MONTH | 2026-03-28 | 2026-09-28 | OK |  | 2026-03-28 |  | Gowri | MSIL | Automotive
1103 | Active | PG0233/5 | PLUG GAUGE | 5.900/6.100 | * | * | NA | attribute | OP1010 | OP1010 | M/C SHOP | MSIL Plant | Inhouse-Gauges | 6 MONTH | 2026-02-28 | 2026-08-28 | OK |  | 2026-02-28 |  | Gowri | MSIL | Automotive
1104 | Active | DI634/01 | DIAL INDICATOR | 0.001~1.000 mm | 0.001MM | MITUTOYO |  | ANALOG | OP1010 | OP1010 | VISUAL INSPECTION | MSIL Plant | Inhouse-Instruments | 3 MONTH | 2026-02-12 | 2026-05-12 | OVER DUE |  | 2025-08-12 | Pavi | Pavi | MSIL | Automotive
1105 | Active | DG154/09 | DEPTH GAUGE | 5.700/6.300 | * | * | NA | attribute | OP1010 CP | OP1010 CP | VISUAL INSPECTION | MSIL Plant | Inhouse-Gauges | 6 MONTH | 2026-02-14 | 2026-08-14 | OK |  |  |  | Gowri | MSIL | Automotive
1106 | Active | HG060/01 | HEIGHT GAUGE | 67.4 (57.100/57.700(total height)) | * | * | NA | attribute | WPA827 | WPA827 | MSIL WP ASSY | MSIL Plant | Inhouse-Gauges | 6 MONTH | 2026-03-14 | 2026-09-14 | OK |  |  |  | Gowri | MSIL | Automotive
1107 | Active | DG485/01 | DEPTH GAUGE | 7.100/7.300 | * | * | NA | attribute | WPA761 | WPA761 | ASSY | MSIL Plant | Inhouse-Gauges | 6 MONTH | 2025-11-12 | 2026-05-12 | OVER DUE |  |  |  | Gowri | MSIL | Automotive
1108 | Active | DI830 | DIAL INDICATOR | 0.010 ~10.000 mm | 0.01MM | MITYTOYO |  | ANALOG | OP1010 | OP1010 | ASSY | M&M Plant | Inhouse-Instruments | 6 MONTH | 2026-01-03 | 2026-07-03 | OK |  | 2025-07-03 | Pavi | Pavi | M&M Plant | Inhouse Lab/Site Instruments
1109 | Active | HG152/01 | HEIGHT GAUGE | 92.000/91.000(TOTAL HEIGHT) | * | * | NA | attribute | WPA468M | WPA468M | MSIL WP ASSY | MSIL Plant | Inhouse-Gauges | 3 MONTH | 2026-03-06 | 2026-06-06 | OK |  |  |  | Gowri | MSIL | Automotive
1110 | Active | PG668/78 | PLUG GAUGE | 4.917/5.153 | * | * | NA | attribute | OP1010 | OP1010 | MSIL M/C SHOP | MSIL Plant | Inhouse-Gauges | 6 MONTH | 2026-03-16 | 2026-09-16 | OK |  |  |  | Gowri | MSIL | Automotive
1111 | Active | PG662/86 | PLUG GAUGE | 4.917/5.153 | * | * | NA | attribute | OP1010 | OP1010 | MSIL | MSIL Plant | Inhouse-Gauges | 6 MONTH | 2026-01-14 | 2026-07-14 | OK |  | 2026-01-14 | PAVI | Gowri | MSIL | Automotive
1112 | Active | SPG030/01 | SPECIAL GAUGE | Position gauge | * | * | NA | attribute | WPA827 | WPA827 | MSIL | MSIL Plant | Inhouse-Gauges | 6 MONTH | 2026-04-01 | 2026-10-01 | OK |  |  | Pavi | Gowri | MSIL | Automotive
1113 | Active | SNG102/12 | SNAP GAUGE | 64.000/63.800 | * | * | NA | attribute | WPA427 | WPA427 | M/C SHOP | MSIL Plant | Inhouse-Gauges | 6 MONTH | 2025-11-09 | 2026-05-09 | OVER DUE |  |  |  | Gowri | MSIL | Automotive
1114 | Active | SNG945/02 | SNAP GAUGE | 23.000/23.150 | * | * | NA | attribute | WPA1042 | WPA1042 | MSIL M/C SHOP | MSIL Plant | Inhouse-Gauges | 6 MONTH | 2026-04-15 | 2026-10-15 | OK |  |  |  | Gowri | MSIL | Automotive
1115 | Active | SNG946/01 | SNAP GAUGE | 7.150/6.850 | * | * | NA | attribute | WPA1042 | WPA1042 | M/C SHOP | MSIL Plant | Inhouse-Gauges | 6 MONTH | 2026-04-15 | 2026-10-15 | OK |  |  |  | Gowri | Force Motor | Automotive
1116 | Active | SPG711/02 | SPECIAL GAUGE | 77.800/81.000 | * | * | NA | attribute | OP898 | OP898 | ASSY-01 | GM | Inhouse-Gauges | 6 MONTH | 2025-10-16 | 2026-05-16 | DUE SOON |  |  |  | Pavi | GM | Automotive
1117 | Active | HG162/01 | HEIGHT GAUGE | 54.8 | * | * | NA | attribute | WPA976 | WPA976 | ASSY-01 | MSIL Plant | Inhouse-Gauges | 6 MONTH | 2026-01-15 | 2026-07-15 | OK |  |  |  | Gowri | MSIL | Automotive
1118 | Active | SM162/01 | SETTING MASTER | 8.5 | * | * | NA | attribute | OP898 | OP898 | ASSY-01 | GM | Inhouse-Gauges | 6 MONTH | 2026-01-15 | 2026-07-15 | OK |  |  | PAVI | Pavi | GM | Automotive
1119 | Active | PG630/04 | PLUG GAUGE | 9.200/9.700 | * | * | NA | attribute | OP898 | OP898 | ASSY-01 | GM | Inhouse-Gauges | 6 MONTH | 2026-05-11 | 2026-11-11 | OK |  | 2025-11-11 |  | Gowri | GM | Automotive
1120 | Active | HG1036/01 | HEIGHT GAUGE | GROOVE HEIGHT GAUGE | * | * | NA | attribute | WPA1022 | WPA1022 | ASSY | MSIL Plant | Inhouse-Gauges | 6 MONTH | 2025-12-17 | 2026-06-17 | OK |  |  |  | Gowri | TATA Cummins | Automotive
1121 | Active | HGM1036/01 | HEIGHT GAUGE MASTER | 76.45 | * | * | NA | attribute | WPA1022 | WPA1022 | ASSY | MSIL Plant | Inhouse-Gauges | 6 MONTH | 2025-12-17 | 2026-06-17 | OK |  |  |  | Gowri | TATA Cummins | Automotive
1122 | Active | SPG1023/02 | SPECIAL GAUGE | Impeller height gauge | * | * | NA | attribute | WPA1022 | WPA1022 | ASSY | MSIL Plant | Inhouse-Gauges | 6 MONTH | 2025-12-17 | 2026-06-17 | OK |  |  |  | Gowri | TATA Cummins | Automotive
1123 | Active | TW220 | TORQUE WRENCH | 10-50Nm | QLLS50N-051626M | TOHNICHI |  | QLLS50N | OP1022 | OP1022 | ASSY-01 | M&M Plant | Inhouse-Instruments | 6 MONTH | 2026-01-04 | 2026-07-04 | OK |  |  |  | Pavi | M&M | Automotive
1124 | Active | PG0414/006 | PLUG GAUGE | 5.450/5.550 | * | * | NA | attribute | OP898 | OP898 | ASSY-01 | GM | Inhouse-Gauges | 6 MONTH | 2026-03-10 | 2026-09-10 | OK |  | 2025-09-10 |  | Gowri | GM | Automotive
1125 | Active | TPG038/10 | THREAD PLUG GAUGE | M18X1.5-6H | * | * | NA | attribute | OP898 | OP898 | ASSY-01 | GM | Inhouse-Gauges | 2 MONTH | 2026-03-16 | 2026-05-16 | DUE SOON |  |  | PAVI | Pavi | GM | Automotive
1126 | Active | PG790/04 | PLUG GAUGE | 26.950/26.970 | * | * | NA | attribute | WPA1048 | WPA1048 | FORCE MOTOR | MSIL Plant | Inhouse-Gauges | 1 MONTH | 2026-05-15 | 2026-06-15 | OK |  | 2026-03-15 |  | Gowri | MSIL | Automotive
1127 | Active | SNG955/01 | SNAP GAUGE | 9.850/10.150 | * | * | NA | attribute | WPA1048 | WPA1048 | ASSY | MSIL Plant | Inhouse-Gauges | 6 MONTH | 2026-04-15 | 2026-10-15 | OK |  |  |  | Gowri | Force Motor | Automotive
1128 | Active | SNG947/03 | SNAP GAUGE | 21.200/21.050 | * | * | NA | attribute | WPA1048 | WPA1048 | ASSY | MSIL Plant | Inhouse-Gauges | 6 MONTH | 2026-04-27 | 2026-10-27 | OK |  | 2024-04-27 |  | Gowri | Force Motor | Automotive
1129 | Active | MM026 | MICROMETER | 75-100 mm | 293-243-30 | MITUTOYO |  | DIGITAL | * | * | STD ROOM | LAB | Inhouse-Instruments | 6 MONTH | 2025-10-16 | 2026-04-16 | OVER DUE |  |  | Manivannan.C | Gowri | LAB | Automotive
1130 | Active | CCG034/01 | CONCENTRICITY GAUGE | 29.936/41.936 | * | * | NA | attribute | WPA1048 | WPA1048 | MC SHOP | MSIL Plant | Inhouse-Gauges | 6 MONTH | 2026-01-02 | 2026-07-02 | OK |  |  |  | Gowri | MSIL | Automotive
1131 | Active | DG922/01 | DEPTH GAUGE | 15.900/16.100 | * | * | NA | attribute | WPA1048 | WPA1048 | MC SHOP | MSIL Plant | Inhouse-Gauges | 6 MONTH | 2026-01-02 | 2026-07-02 | OK |  |  |  | Gowri | MSIL | Automotive
1132 | Active | DG923/01 | DEPTH GAUGE | 46.000/46.100 | * | * | NA | attribute | WPA1048 | WPA1048 | MC SHOP | MSIL Plant | Inhouse-Gauges | 6 MONTH | 2026-01-02 | 2026-07-02 | OK |  |  |  | Gowri | MSIL | Automotive
1133 | Active | SPG1060/01 | SPECIAL GAUGE | POSITIION GAUGE |  | RBC |  |  | WPA1048 | WPA1048 | MSIL ASSY | MSIL Plant | Inhouse-Gauges | 6 MONTH | 2025-10-24 | 2026-04-24 | OVER DUE |  |  |  | Gowri | MSIL | Automotive
1134 | Active | TW180 | TORQUE WRENCH | 20-100 Nm | 031548D-1Nm | TOHNICHI |  | QL140N-MH | OP898 | OP898 | ASSY LINE II | MSIL Plant | Inhouse-Instruments | 6 MONTH | 2026-03-20 | 2026-09-20 | OK |  |  |  | Gowri | MSIL | Automotive
1135 | Active | TW181 | TORQUE WRENCH | 15-60Nm | 79108397726-0.5Nm | NORBAR |  |  | IFC977M2 | IFC977M2 | ASSY LINE I | M&M Plant | Inhouse-Instruments | 6 MONTH | 2025-11-29 | 2026-05-29 | OK |  |  |  | Pavi | M&M | Automotive
1136 | Active | TW182 | TORQUE WRENCH | 20-100NM | 601109H-1Nm | TOHNICHI |  | SEMI AUTOMATIC | OP898 | OP898 | ASSY LINE II | GM | Inhouse-Instruments | 6 MONTH | 2026-03-20 | 2026-09-20 | OK |  |  |  | Pavi | GM | Automotive
1137 | Active | SPG1039/01 | SPECIAL GAUGE | POSITION GAUGE | IFC895 | IFC895 |  |  | WPA1026 | WP1026 | M/C | M&M Plant | Inhouse-Gauges | 6 MONTH | 2025-11-07 | 2026-05-07 | OVER DUE |  |  | PAVI | Gowri | M&M | Automotive
1137 | STOCK | SPG1039/01 | SPECIAL GAUGE-POSITION | M.H POSITION& SUMP |  | RBC |  |  | IFC895M1 | IFC895M1 | ASSY | M&M Plant | Inhouse-Gauges | 6 MONTH |  |  | NO PLAN |  |  |  | Pavi | M&M | Automotive
1138 | Active | SNG587/10 | SNAP GAUGE | 97.500/97.400 | * | * | NA | attribute | WPA939 | WPA939 | M/C SHOP | M&M Plant | Inhouse-Gauges | 6 MONTH | 2026-01-07 | 2026-07-07 | OK |  |  | PAVI | Pavi | M&M | Automotive
1139 | Active | SNG615/03 | SNAP GAUGE | 101.964/101.929 | * | * | NA | attribute | WPA939 | WP939 | M&M | M&M Plant | Inhouse-Gauges | 1 MONTH | 2026-05-12 | 2026-06-12 | OK |  | 2025-04-12 |  | Pavi | M&M | Automotive
1140 | STOCK | SNG316/01 | SNAP GAUGE | 9.800/10.200 |  | YE |  |  | WPA939 | WPA939.01 | ASSY | M&M Plant | Inhouse-Gauges | 6 MONTH |  |  | NO PLAN |  |  |  | Pavi | M&M | Automotive
1140 | Active | SNG316/04 | SNAP GAUGE | 9.800/10.200 | * | * | NA | attribute | WPA939 | WPA939 | M/C SHOP | M&M Plant | Inhouse-Gauges | 6 MONTH | 2025-12-26 | 2026-06-26 | OK |  | 2025-12-26 | PAVI | Pavi | M&M | Automotive
1141 | STOCK | SNG316/03 | SNAP GAUGE | 9.800/10.200 |  | SLSE |  |  | WPA939 | WPA939.01 | ASSY | M&M Plant | Inhouse-Gauges | 6 MONTH |  |  | NO PLAN |  |  |  | Pavi | M&M | Automotive
1141 | Active | SNG316/03 | SNAP GAUGE | 9.800/10.200 | * | * | NA | attribute | WPA939 | WPA939 | M/C SHOP | M&M Plant | Inhouse-Gauges | 6 MONTH | 2025-11-09 | 2026-05-09 | OVER DUE |  |  |  | Pavi | M&M | Automotive
1142 | Active | SM377/02 | SETTING MASTER | 84.69 | * | * | NA | attribute | WPA939 | WPA939 | M&M | M&M Plant | Inhouse-Gauges | 6 MONTH | 2025-11-16 | 2026-05-16 | DUE SOON |  |  |  | Pavi | M&M | Automotive
1143 | Active | DI817 | DIAL INDICATOR | 0.010 ~10.000 mm | * | MITUTOYO |  | ANALOG | WPA977 | WPA977 | ASSY | M&M Plant | Inhouse-Instruments | 6 MONTH | 2025-12-17 | 2026-06-17 | OK |  | 2024-06-17 | PAVI | Pavi | M&M | Automotive
1144 | Active | SNG594/02 | SNAP GAUGE | 29.993/29.972 | * | * | NA | attribute | WPA939 | WPA939 | M&M | M&M Plant | Inhouse-Gauges | 1 MONTH | 2026-05-13 | 2026-06-13 | OK |  | 2025-06-13 |  | Pavi | M&M | Automotive
1145 | Active | SNG959/01 | SNAP GAUGE | 40.800/39.200 | * | * | NA | attribute | WPA939 | WP939 | ASSY | M&M Plant | Inhouse-Gauges | 6 MONTH | 2025-11-09 | 2026-05-09 | OVER DUE |  |  |  | Pavi | M&M | Automotive
1146 | Active | SNG1032/01 | SNAP GAUGE | 40.900/40.600 | * | * | NA | attribute | WP767/01 | WP767/01 | ASSY | M&M Plant | Inhouse-Gauges | 6 MONTH | 2026-02-10 | 2026-08-10 | OK |  |  |  | Pavi | M&M | Automotive
1147 | Active | SNG916/01 | SNAP GAUGE | 25.980/25.959 | * | * | NA | attribute | WPA978 | WPA978 | CAST IRON | M&M Plant | Inhouse-Gauges | 1 MONTH | 2026-04-07 | 2026-05-07 | OVER DUE |  |  |  | Pavi | M&M | Automotive
1148 | Active | SNG589/01 | SNAP GAUGE | 28.300/28.700 | * | * | NA | attribute | WPA672 | WPA672 | CI M/C SHOP | M&M Plant | Inhouse-Gauges | 6 MONTH | 2026-01-30 | 2026-07-30 | OK |  |  |  | Pavi | M&M | Automotive
1149 | Active | SNG485/04 | SNAP GAUGE | 83.988/83.940 | * | * | NA | attribute | WPA887 | WPA887 | M&M | M&M Plant | Inhouse-Gauges | 1 MONTH | 2026-05-06 | 2026-06-06 | OK |  | 2024-01-06 |  | Pavi | M&M | Automotive
1150 | Active | SNG485/05 | SNAP GAUGE | 83.988/83.940 | * | * | NA | attribute | WPA887 | WPA887 | M&M | M&M Plant | Inhouse-Gauges | 1 MONTH | 2026-05-06 | 2026-06-06 | OK |  | 2026-03-06 |  | Pavi | M&M | Automotive
1151 | Active | SNG615/02 | SNAP GAUGE | 101.964/101.929 | * | * | NA | attribute | WPA939 | WP939 | M&M | M&M Plant | Inhouse-Gauges | 1 MONTH | 2026-05-10 | 2026-06-10 | OK |  | 2025-02-10 |  | Pavi | M&M | Automotive
1152 | Active | SNG881/2 | SNAP GAUGE | 10.200/10.800 | * | * | NA | attribute | WPA887 | WPA887 | CI M/C SHOP | M&M Plant | Inhouse-Gauges | 6 MONTH | 2025-12-30 | 2026-06-30 | OK |  |  |  | Pavi | M&M | Automotive
1153 | STOCK | SPG788/01 | SEAL WORK GAUGE | 10.7 | * | * | NA | attribute | WP976 | WP976 | [6 empty] | NO PLAN |  |  |  | Gowri
1154 | Active | SM385/2 | SETTING MASTER | 10.600/11.000 | * | * | NA | attribute | WP939 | WP939 |  |  | Inhouse-Gauges | 6 MONTH |  |  | NO PLAN |  |  |  | Gowri
1155 | Active | SPG583/01 | SPECIAL GAUGE | HUB PCD GAUGE DIA60 | * | * | NA | attribute | WPA910 | WP910 CAST IRON ASSY | M&M ASSY | M&M Plant | Inhouse-Gauges | 6 MONTH | 2025-10-23 | 2026-04-23 | OVER DUE |  |  |  | Pavi | M&M | Automotive
1156 | Active | PG668/07 | PLUG GAUGE | 4.917/5.153 | * | * | NA | attribute | CAST IRON | CAST IRON ASSY | M&M ASSY | MSIL Plant | Inhouse-Gauges | 6 MONTH | 2026-05-13 | 2026-11-13 | OK |  | 2026-05-13 |  | Gowri | MSIL | Automotive
1157 | Active | DG714/01 | DEPTH GAUGE | 3.700/3.900 | * | * | NA | attribute | WPA899 | WPA899 CAST IRON ASSY | M&M ASSY | MSIL Plant | Inhouse-Gauges | 6 MONTH | 2026-05-13 | 2026-11-13 | OK |  | 2025-11-13 |  | Gowri | MSIL | Automotive
1158 | Active | PG105/01 | PLUG GAUGE | 10.200/10.600& 26 | * | * | NA | attribute | WPA672 | WP672 CAST IRON ASSY | M&M ASSY | M&M Plant | Inhouse-Gauges | 6 MONTH | 2026-02-10 | 2026-08-10 | OK |  |  |  | Pavi | M&M | Automotive
1159 | Active | PG0275/01 | PLUG GAUGE | 8.800/9.200 | * | * | NA | attribute | OP361.01 | OP361.01 | M&M | M&M Plant | Inhouse-Gauges | 6 MONTH | 2026-02-07 | 2026-08-07 | OK |  |  | Pavi | Pavi | M&M | Automotive
1160 | Active | SPG857/1 | SPECIAL GAUGE | PCD 80.00 | * | * | NA | attribute | WPA988 | WPA988 CAST IRON ASSY | M&M ASSY | M&M Plant | Inhouse-Gauges | 6 MONTH | 2025-10-23 | 2026-04-23 | OVER DUE |  |  |  | Pavi | M&M | Automotive
1161 | Active | SPG317/01 | SPECIAL GAUGE | POSITION GAUGE | * | * | NA | attribute | WPA761 | WPA761 | ASSY-01 | MSIL Plant | Inhouse-Gauges | 6 MONTH | 2026-02-27 | 2026-08-27 | OK |  |  |  | Gowri | TML | Automotive
1162 | Active | SPG1049/01 | SPECIAL GAUGE | IMPELLER HEIGHT | * | * | NA | attribute | WPA917 | WPA917 | ASSY | MSIL Plant | Inhouse-Gauges | 6 MONTH | 2026-01-29 | 2026-07-29 | OK |  |  |  | Gowri | MSIL | Automotive
1163 | Active | SM877/08 | SETTING MASTER | SEAL WORKING HEIGHTMASTER(7.100) | * | * | NA | attribute | WPA970PK | WPA970PK | TML WP ASSY-01 | MSIL Plant | Inhouse-Gauges | 6 MONTH | 2026-02-25 | 2026-08-25 | OK |  |  |  | Gowri | MSIL | Automotive
1164 | Active | SPG877/08 | SPECIAL GAUGE | SEAL WORKING HEIGHTMASTER(7.100) | * | * | NA | attribute | WPA970PK | WPA970PK | TML WP ASSY-01 | MSIL Plant | Inhouse-Gauges | 6 MONTH | 2026-02-25 | 2026-08-25 | OK |  |  |  | Gowri | MSIL | Automotive
1165 | Active | DI497 | DIAL INDICATOR | 0.010 ~10.000 mm | 0.01MM | MITUTOYO |  | ANALOG | WPA807 | WP807 | ASSY | MSIL Plant | Inhouse-Instruments | 6 MONTH | 2026-03-23 | 2026-09-23 | OK |  | 2023-03-23 | Pavi | Pavi | MSIL | Automotive
1166 | Active | SPG535/01 | SPECIAL GAUGE | 49.000/48.700 | * | * | NA | attribute | WPA880M | WPA880M | OTHERS WP ASSY-01 | MSIL Plant | Inhouse-Gauges | 6 MONTH | 2026-05-13 | 2026-11-13 | OK |  | 2023-11-13 |  | Gowri | MSIL | Automotive
1167 | Active | SM075/02 | SETTING MASTER | 48.85 MM | * | * | NA | attribute | WPA880M | WPA880M | OTHERS WP ASSY-01 | MSIL Plant | Inhouse-Gauges | 2 MONTH | 2026-03-14 | 2026-05-14 | OVER DUE |  |  |  | Gowri | MSIL | Automotive
1168 | Active | DI711 | DIAL INDICATOR | 0.010 ~10.000 mm | 0.01MM | MITUTOYO |  | ANALOG | WPA880 | WP880 | ASSY | MSIL Plant | Inhouse-Instruments | 6 MONTH | 2026-02-23 | 2026-08-23 | OK |  | 2022-02-23 | Pavi | Pavi | MSIL | Automotive
1169 | Active | SM125 | SETTING MASTER | SURFACE PLATE | * | * | NA | attribute | WPA880M | WPA880M | OTHERS WP ASSY-01 | MSIL Plant | Inhouse-Gauges | 6 MONTH | 2025-12-09 | 2026-06-09 | OK |  |  |  | Gowri | MSIL | Automotive
1170 | Active | HG456/01 | HEIGHT GAUGE | 21.5 | * | * | NA | attribute | WPA880M | WPA880M | MSIL | MSIL Plant | Inhouse-Gauges | 6 MONTH | 2025-11-25 | 2026-05-25 | OK |  |  |  | Gowri | MSIL | Automotive
1171 | Active | SNG305/01 | SNAP GAUGE | 40.500/40.100 | * | * | NA | attribute | WPA1009 | WPA1009 | M&M AL M/C SHOP | M&M Plant | Inhouse-Gauges | 6 MONTH | 2026-02-03 | 2026-08-03 | OK |  | 2021-02-03 |  | Pavi | M&M | Automotive
1172 | Active | SNG924/02 | SNAP GAUGE | 38.300/37.500 | * | * | NA | attribute | WPA1009 | WPA1009 | M&M AL M/C SHOP | M&M Plant | Inhouse-Gauges | 6 MONTH | 2026-04-16 | 2026-10-16 | OK |  |  |  | Pavi | M&M | Automotive
1173 | Active | DG041/01 | DEPTH GAUGE | 12.100/12.300 | * | * | NA | attribute | WPA1023 | WP1023 | M/C | M&M Plant | Inhouse-Gauges | 6 MONTH | 2025-11-27 | 2026-05-27 | OK |  | 2023-11-27 |  | Pavi | M&M | Automotive
1174 | Active | SPG1035/01 | SPECIAL GAUGE | MH Position gauge | * | * | NA | attribute | WPA1023 | WP1023 | ASSY | M&M Plant | Inhouse-Gauges | 6 MONTH | 2025-11-27 | 2026-05-27 | OK |  |  |  | Pavi | M&M | Automotive
1175 | Active | SNG256/01 | SNAP GAUGE | 15.200/14.800 | * | * | NA | attribute | WPA1023 | WP1023 | M/C | M&M Plant | Inhouse-Gauges | 6 MONTH | 2025-11-27 | 2026-05-27 | OK |  | 2023-11-27 |  | Pavi | M&M | Automotive
1176 | Active | SNG263/01 | SNAP GAUGE | 18.200/17.800 | * | * | NA | attribute | WPA1023 | WP1023 | M/C | M&M Plant | Inhouse-Gauges | 6 MONTH | 2025-11-27 | 2026-05-27 | OK |  | 2023-01-27 |  | Pavi | M&M | Automotive
1177 | Active | PG708/01 | PLUG GAUGE | 40.800/41.200 | * | * | NA | attribute | WPA1023 | WP1023 | M/C | M&M Plant | Inhouse-Gauges | 6 MONTH | 2025-11-27 | 2026-05-27 | OK |  | 2023-11-27 |  | Pavi | M&M | Automotive
1178 | Active | PG490/8 | PLUG GAUGE | 9.940/9.960 | * | * | NA | attribute | WPA1023 | WP1023 | M/C | M&M Plant | Inhouse-Gauges | 1 MONTH | 2026-04-27 | 2026-05-27 | OK |  | 2026-03-27 |  | Pavi | M&M | Automotive
1178 | Active | PG490/08 | PLUG GAUGE | 10.900/11.100 | * | * | NA | attribute | OP772 | OP772 | M&M AL M/C SHOP | M&M Plant | Inhouse-Gauges | 6 MONTH | 2025-11-18 | 2026-05-18 | DUE SOON |  |  |  | Pavi | M&M | Automotive
1179 | Active | PG650/13 | PLUG GAUGE | 15.800/16.200 | * | * | NA | attribute | WPA1023 | WP1023 | M/C | M&M Plant | Inhouse-Gauges | 6 MONTH | 2025-11-27 | 2026-05-27 | OK |  | 2023-11-27 |  | Pavi | M&M | Automotive
1180 | Active | PG879/01 | PLUG GAUGE | 10.800/11.200 | * | * | NA | attribute | WPA1026 | WPA1009 | M&M AL M/C SHOP | M&M Plant | Inhouse-Gauges | 6 MONTH | 2026-02-03 | 2026-08-03 | OK |  | 2023-08-03 |  | Pavi | M&M | Automotive
1181 | Active | PG0441/03 | PLUG GAUGE | 17.475/17.500 | * | * | NA | attribute | WPA1009 | WP1009 | M&M AL M/C SHOP | M&M Plant | Inhouse-Gauges | 1 MONTH | 2026-04-20 | 2026-05-20 | DUE SOON |  | 2025-12-20 |  | Pavi | M&M | Automotive
1182 | Active | SNG218/01 | SNAP GAUGE | 86.946/87.00 | * | * | NA | attribute | WPA890 | WPA890 | M/C SHOP | MSIL Plant | Inhouse-Gauges | 6 MONTH | 2026-03-11 | 2026-09-11 | OK |  |  |  | Gowri | VST | Automotive
1183 | Active | HGM168/01 | HEIGHT GAUGE MASTER | * | * | * | NA | attribute | WPA1023 | WPA1023 | M/C SHOP | M&M Plant | Inhouse-Gauges | 2 MONTH | 2026-03-10 | 2026-05-10 | OVER DUE |  |  |  | Pavi |  | Automotive
1184 | Active | DG921/01 | DEPTH GAUGE | 2.500/2.700 | * | * | NA | attribute | WPA1048 | WPA1048 | MC SHOP | MSIL Plant | Inhouse-Gauges | 6 MONTH | 2026-04-24 | 2026-10-24 | OK |  | 2026-04-24 |  | Gowri | MSIL | Automotive
1185 | Active | SPG1059/01 | SPECIAL GAUGE | POSITIION GAUGE |  | RBC |  |  | WPA1048 | WPA1048 | MSIL ASSY | MSIL Plant | Inhouse-Gauges | 6 MONTH | 2025-10-24 | 2026-04-24 | OVER DUE |  |  |  | Gowri | MSIL | Automotive
1186 | Active | HG064/02 | HEIGHT GAUGE | * | * | * | NA | attribute | WPA781 | WPA781 | MSIL WP ASSY | MSIL Plant | Inhouse-Gauges | 6 MONTH | 2026-03-14 | 2026-09-14 | OK |  |  |  | Gowri | MSIL | Automotive
1187 | Active | HG463/01 | HEIGHT GAUGE | 102.50/103.50 | * | * | NA | attribute | WPA1048 | WPA1048 | GM TOP | MSIL Plant | Inhouse-Gauges | 6 MONTH | 2025-10-24 | 2026-04-24 | OVER DUE |  |  |  | Gowri | MSIL | Automotive
1188 | Active | HGM463/01 | HEIGHT GAUGE MASTER | 103 | * | * | NA | attribute | WPA1048 | WPA1048 | GM TOP | MSIL Plant | Inhouse-Gauges | 6 MONTH | 2025-10-24 | 2026-04-24 | OVER DUE |  |  |  | Gowri | MSIL | Automotive
1189 | Active | SPG1058/01 | SPECIAL GAUGE | Gauge height(Impeller)Ø60.00/30.10 |  | RBC |  |  | WPA1048 | WPA1048 | MSIL ASSY | MSIL Plant | Inhouse-Gauges | 6 MONTH | 2025-10-24 | 2026-04-24 | OVER DUE |  |  |  | Gowri | MSIL | Automotive
1190 | Active | SPG1058/01 | SETTING MASTER | Gauge height(Impeller)Ø60.00/30.10 |  | RBC |  |  | WPA1048 | WPA1048 | MSIL ASSY | MSIL Plant | Inhouse-Gauges | 6 MONTH | 2025-10-24 | 2026-04-24 | OVER DUE |  |  |  | Gowri | MSIL | Automotive
1191 | Active | HG464/01 | HEIGHT GAUGE | 64.7/65.3 | * | * | NA | attribute | WPA1048 | WPA1048 | GM TOP | MSIL Plant | Inhouse-Gauges | 6 MONTH | 2025-10-24 | 2026-04-24 | OVER DUE |  |  |  | Gowri | MSIL | Automotive
1192 | Active | HGM464/01 | HEIGHT GAUGE | 65 | * | * | NA | attribute | WPA1048 | WPA1048 | GM TOP | MSIL Plant | Inhouse-Gauges | 6 MONTH | 2025-10-24 | 2026-04-24 | OVER DUE |  |  |  | Gowri | MSIL | Automotive
1193 | Active | SPG546/01 | SPECIAL GAUGE | Position gauge | * | * | NA | attribute | WPA970 | WPA970PK | MSIL | MSIL Plant | Inhouse-Gauges | 6 MONTH | 2026-04-01 | 2026-10-01 | OK |  |  | Pavi | Gowri | MSIL | Automotive
1194 | Active | SPG183/02 | SPECIAL GAUGE | POSITION GAUGE | * | * | NA | attribute | WPA853 | WPA853 | TML OP M/C SHOP | MSIL Plant | Inhouse-Gauges | 6 MONTH | 2026-03-14 | 2026-09-14 | OK |  |  |  | Gowri | MSIL | Automotive
1195 | Active | SPG580/03 | SPECIAL GAUGE | ROTOR BORE DEPTH | * | * | NA | attribute | IFC895 | IFC895 | AL ASSEMBLY | M&M Plant | Inhouse-Gauges | 3 MONTH | 2026-03-17 | 2026-06-17 | OK |  |  |  | Pavi | M&M | Automotive
1196 | Active | SPG486/01 | SPECIAL GAUGE | FOULING GAUGE | * | * | NA | attribute | WPA896 | WPA896 | AL ASSEMBLY | M&M Plant | Inhouse-Gauges | 6 MONTH | 2026-01-01 | 2026-07-01 | OK |  |  | Pavi | Pavi | M&M | Automotive
1197 | Active | HG093/01 | HEIGHT GAUGE | 49±0.2 | * | * | NA | attribute | WPA807 | WPA807 | GM BULD WP ASSY | MSIL Plant | Inhouse-Gauges | 6 MONTH | 2025-12-01 | 2026-06-01 | OK |  |  |  | Gowri | MSIL | Automotive
1198 | Active | SNG917/02 | SNAP GAUGE | 50.600/50.000 | * | * | NA | attribute | WPA969 | WPA969 | GM BULD WP ASSY | MSIL Plant | Inhouse-Gauges | 6 MONTH | 2025-11-25 | 2026-05-25 | OK |  | 2025-11-25 |  | Gowri | MSIL | Automotive
1199 | Active | SM969/04 | SETTING MASTER | 12.06 | * | * | NA | attribute | WPA964 | WPA964 | ASSY | MSIL Plant | Inhouse-Gauges | 6 MONTH | 2025-10-12 | 2026-04-12 | OVER DUE |  |  | Pavi | Gowri | MSIL | Automotive
1200 | Active | DG300/01 | DEPTH GAUGE | 4.075/5.000 | * | * | NA | attribute | OP1007 | OP1007 | M/C SHOP | MSIL Plant | Inhouse-Gauges | 6 MONTH | 2026-03-11 | 2026-09-11 | OK |  |  |  | Gowri | VST | Automotive
1213 | Active | PG642/11 | PLUG GAUGE | 3.900/4.100 | * | * | NA | attribute | WP1017 | M1158 | DAIKIN | DAIKIN | Inhouse-Gauges | 6 MONTH | 2026-02-16 | 2026-08-16 | OK |  |  |  | Pavi | DAIKIN | Automotive
1214 | Active | SNG739/08 | SNAP GAUGE | 143.30/142.70 | * | * | NA | attribute | M1158 | M1158 | DAIKIN |  | Inhouse-Gauges | 6 MONTH | 2026-02-08 | 2026-08-08 | OK |  |  |  | Gowri |  | Automotive
1266 | Active | PG844/02 | PLUG GAUGE | 21.200/21.300 | * | * | NA | attribute | OP898 | OP 898 | FINAL INSPECTION | SQA | Inhouse-Gauges | 1 MONTH | 2026-04-16 | 2026-05-16 | DUE SOON |  |  |  | Pavi | M&M | Automotive
1267 | Active | SM137/08 | SETTING MASTER | 4.1 | * | * | NA | attribute | WPA981 | WPA981 | ASSY-01 | Ford | Inhouse-Gauges | 6 MONTH | 2026-02-13 | 2026-08-13 | OK |  |  |  | Pavi | Ford | Automotive
1268 | Active | SPG202/01 | SPECIAL GAUGE | IMPLLER HEIGHT TOP 0.150/0.650 | * | * | NA | attribute | WPA981 | WPA981 | ASSY-01 | Ford | Inhouse-Gauges | 3 MONTH | 2026-02-23 | 2026-05-23 | OK |  |  |  | Pavi | Ford | Automotive
1269 | Active | DI482 | DIAL INDICATOR | 0.010 ~10.000 mm | 0.01MM | MITUTOYO |  | HG064/02 | WPA903 | WPA903 | ASSY LINE I | MSIL Plant | Inhouse-Instruments | 6 MONTH | 2026-02-04 | 2026-08-04 | OK |  | 2023-08-04 | Pavi | Pavi | Greeves Cotton | Automotive
1270 | Active | SM150/02 | SETTING MASTER | 0.39 | * | * | NA | attribute | WP853 | WP853 | WP853 | M&M Plant | Inhouse-Gauges | 3 MONTH | 2026-02-16 | 2026-05-16 | DUE SOON |  |  |  | Gowri | M&M | Automotive
1271 | Active | SPG202/03 | SPECIAL GAUGE | IMPLLER HEIGHT TOP 0.150/0.650 | * | * | NA | attribute | WP853 | WP 853 | FINAL INSPECTION | GM | Inhouse-Gauges | 3 MONTH | 2026-02-23 | 2026-05-23 | OK |  |  |  | Gowri | GM | Automotive
1272 | Active | DI720 | DIAL INDICATOR | 0.010 ~10.000 mm | 0.01MM | MITUTOYO |  | ANALOG | FORD | FORD | ASSY | GM | Inhouse-Instruments | 6 MONTH | 2026-02-25 | 2026-08-25 | OK |  | 2022-02-25 | PAVI | Pavi | GM | Automotive
1273 | Active | HG136/02 | HEIGHT GAUGE | 7.19/7.20 | * | * | NA | attribute | WP981 | WP 981 | FINAL INSPECTION |  | Inhouse-Gauges | 3 MONTH | 2026-02-03 | 2026-05-03 | OVER DUE |  |  |  | Gowri |  | Automotive
1274 | Active | SM136/02 | SETTING MASTER | 78.3 | * | * | NA | attribute | WPA981 | WPA981 | ASSY-01 | Ford | Inhouse-Gauges | 6 MONTH | 2025-12-14 | 2026-06-14 | OK |  |  |  | Pavi | Ford | Automotive
1275 | Active | DI462 | DIAL INDICATOR | 0.010 ~10.000 mm | 0.01MM | MITUTOYO |  | ANALOG | WPA853S | WPA853S | ASSY LINE I | MSIL Plant | Inhouse-Instruments | 6 MONTH | 2025-11-12 | 2026-05-12 | OVER DUE |  | 2023-11-12 | PAVI | Pavi | MSIL | Automotive
1276 | Active | SPG99/1 | SPECIAL GAUGE | POSITION GAUGE | * | * | NA | attribute | WPA1000 | WPA1000 | ASSY |  | Inhouse-Gauges | 6 MONTH | 2025-12-01 | 2026-06-01 | OK |  |  |  | Gowri | M&M | Automotive
1277 | Active | DI579 | DIAL INDICATOR | 0.010 ~10.000 mm | 0.01MM | MITUTOYO |  |  | WPA427 | WPA427 | ASSY LINE I | MSIL Plant | Inhouse-Instruments | 6 MONTH | 2026-01-26 | 2026-07-26 | OK |  | 2023-07-26 | Pavi | Pavi | TML | Automotive
1278 | Active | HG141/01 | HEIGHT GAUGE | 95 | * | * | NA | attribute | WPA970PK | WPA970PK | TML WP ASSY-01 | MSIL Plant | Inhouse-Gauges | 6 MONTH | 2026-03-01 | 2026-09-01 | OK |  |  |  | Gowri | MSIL | Automotive
1279 | Active | SM156/01 | SETTING MASTER | 95 | * | * | NA | attribute | WPA970PK | WPA970PK | TML WP ASSY-01 | MSIL Plant | Inhouse-Gauges | 6 MONTH | 2026-03-01 | 2026-09-01 | OK |  |  |  | Gowri | MSIL | Automotive
1281 | Active | DI622 | DIAL INDICATOR | 0.010 ~10.000 mm | XFX506/0.01MM | MITUTOYO |  | ANALOG | OP906 | OP906 | ASSY | MSIL Plant | Inhouse-Instruments | 6 MONTH | 2026-02-23 | 2026-08-23 | OK |  | 2020-08-23 | Pavi | Pavi | TML | Automotive
1282 | Active | DI599 | DIAL INDICATOR | 0.010 ~10.000 mm | 0.01MM | MITUTOYO |  | ANALOG | WP970 | WP970 | ASSY-01 | MSIL Plant | Inhouse-Instruments | 6 MONTH | 2026-02-23 | 2026-08-23 | OK |  | 2023-08-23 | Pavi | Pavi | MSIL | Automotive
1283 | Active | SM158/01 | SETTING MASTER | 31.1 | * | * | NA | attribute | WPA917 | WPA917 | ASSY | MSIL Plant | Inhouse-Gauges | 6 MONTH | 2026-01-29 | 2026-07-29 | OK |  |  |  | Gowri | MSIL | Automotive
1284 | Active | DI469 | DIAL INDICATOR | 0.010 ~10.000 mm | 0.01MM | MITUTOYO |  |  | WPA880M | WP880M | ASSY01 | MSIL Plant | Inhouse-Instruments | 6 MONTH | 2026-01-07 | 2026-07-07 | OK |  | 2023-07-07 | Pavi | Pavi | TML | Automotive
1286 | Active | SPG545 | SPECIAL GAUGE | POSITION GAUGE | * | * | NA | attribute | WP1048 | WP1048 | TML OP M/C SHOP | MSIL Plant | Inhouse-Gauges | 6 MONTH | 2026-03-14 | 2026-09-14 | OK |  |  |  | Gowri | MSIL | Automotive
1287 | Active | DG706/01 | DEPTH GAUGE | 5.100/5.600 | * | * | NA | attribute | WPA1000 | WPA1000 | OTHERS WP ASSY | MSIL Plant | Inhouse-Gauges | 6 MONTH | 2026-04-07 | 2026-10-07 | OK |  |  |  | Gowri | MSIL | Automotive
1288 | Active | HGM025/01 | HEIGHT GAUGE MASTER | 72 | * | * | NA | attribute | WPA903 | WPA903 | ASSY-01 | MSIL Plant | Inhouse-Gauges | 2 MONTH | 2026-03-10 | 2026-05-10 | OVER DUE |  |  |  | Gowri | MSIL | Automotive
1289 | Active | HGM161/01 | HEIGHT GAUGE MASTER | 87 | * | * | NA | attribute | WPA1000 | WPA1000 | OTHERS WP ASSY | MSIL Plant | Inhouse-Gauges | 6 MONTH | 2025-10-07 | 2026-04-07 | OVER DUE |  |  |  | Gowri | MSIL | Automotive
1290 | Active | PG703/01 | PLUG GAUGE | 40.647/40.676 | * | * | NA | attribute | OP996 | OP996 | SQA Inspection | SQA | Inhouse-Gauges | 1 MONTH | 2026-04-17 | 2026-05-17 | DUE SOON |  |  |  | Pavi | M&M | Automotive
1291 | STOCK | PG0117/13 | PLUG GAUGE | 6.500/7.000 | * | * | NA | attribute | WPA85 | WP85.01 | SQA | SQA | Inhouse-Gauges | 6 MONTH | 2026-04-08 | 2026-10-08 | OK |  |  |  | Pavi | MSIL | Automotive
1292 | Active | PG0357/05 | PLUG GAUGE | 8.025/8.047 | * | * | NA | attribute | OP772/890 | OP772/890 | SQA Inspection | SQA | Inhouse-Gauges | 1 MONTH | 2026-05-07 | 2026-06-07 | OK |  |  |  | Pavi | M&M | Automotive
1293 | Active | PG0397/01 | PLUG GAUGE | 43.100/43.125 | * | * | NA | attribute | OP 800-02 | OP 800-02 | SQA | M&M Plant | Inhouse-Gauges | 6 MONTH | 2025-11-11 | 2026-05-11 | OVER DUE |  |  | MANIVNNAN | Pavi | M&M | Automotive
1294 | Active | SPG1041/01 | PCD GAUGE | 54 |  | RBC |  |  | WPA1056 | WPA1056 ASSY | M&M | M&M Plant | Inhouse-Gauges | 6 MONTH | 2025-11-03 | 2026-05-03 | OVER DUE |  |  |  | Pavi | M&M | Automotive
1295 | STOCK | MD140 | MANDLE | 29.936/29.952 |  | RBC |  |  | WPA1056 | WPP 1056-01 BODY | M/C | M&M Plant | Inhouse-Gauges |  |  |  | NO PLAN |  |  |  | Pavi | M&M | Automotive
1296 | STOCK | PG1030/02 | PLUG GAUGE | 26.90/27.10 |  | RBC |  |  | WPA1056 | WPP 1056-01 BODY | M/C | M&M Plant | Inhouse-Gauges | 6 MONTH | 2026-04-08 | 2026-10-08 | OK |  |  |  | Pavi | M&M | Automotive
1297 | Active | PG1029/02 | PLUG GAUGE | 9.000/9.200 |  | RBC |  |  | WPA1056 | WPP 1056-01 BODY | M/C | M&M Plant | Inhouse-Gauges | 6 MONTH | 2026-05-03 | 2026-11-03 | OK |  | 2026-05-03 |  | Pavi | M&M | Automotive
1298 | STOCK |  |  | 23.60/23.80 | * | * | NA | attribute | WP BODY | WP BODY | M&M | M&M Plant | Inhouse-Gauges | 6 MONTH | 2025-11-03 |  | NO PLAN |  |  |  | Pavi | M&M | Automotive
1300 | Active | TPG029/1 | THREAD PLUG GAUGE | M24X1.5-6H | * | * | NA | attribute | SQA |  | SQA |  | Inhouse-Gauges | 6 MONTH | 2026-04-11 | 2026-10-11 | OK |  | 2025-10-11 |  | Gowri | M&M | Automotive
1301 | Active | TPG045/01 | THREAD PLUG GAUGE | M16X1.5-6H | * | * | NA | attribute | M&M REC |  | SQA |  | Inhouse-Gauges | 6 MONTH | 2026-04-11 | 2026-10-11 | OK |  | 2025-10-11 |  | Gowri | M&M | Automotive
1302 | Active | PG0562/01 | PLUG GAUGE | 8.140/8.520 | * | * | NA | attribute | OP 800-02 | OP 800-02 | SQA | M&M Plant | Inhouse-Gauges | 6 MONTH | 2026-02-10 | 2026-08-10 | OK |  | 2026-02-10 | MANIVNNAN | Pavi | M&M | Automotive
1303 | Active | PG0417/007 | PLUG GAUGE | 8.00/8.10 | * | * | NA | attribute | SQA | OP 800-02 | SQA | M&M Plant | Inhouse-Gauges | 6 MONTH | 2026-02-10 | 2026-08-10 | OK |  | 2026-02-10 | MANIVNNAN | Pavi | M&M | Automotive
1304 | Active | PG652/2 | PLUG GAUGE | 20.00/20.052 | * | * | NA | attribute |  |  | SQA | M&M Plant | Inhouse-Gauges | 6 MONTH | 2026-02-10 | 2026-08-10 | OK |  | 2026-02-10 |  | Pavi | M&M | Automotive
1306 | Active | PG572/10 | PLUG GAUGE | 6.800/7.200 | * | * | NA | attribute |  |  |  |  | Inhouse-Gauges | 6 MONTH | 2026-02-10 | 2026-08-10 | OK |  | 2026-02-10 |  | Gowri |  | Automotive
1307 | Active | PG011/006 | PLUG GAUGE | 5.50/6.50 | * | * | NA | attribute |  |  |  |  | Inhouse-Gauges | 6 MONTH | 2026-02-10 | 2026-08-10 | OK |  | 2026-02-10 |  | Gowri |  | Automotive
1308 | Active | PG0084/29 | PLUG GAUGE | 14.00/14.027 | * | * | NA | attribute |  | CAST IRON ASSY | M&M ASSY | MSIL Plant | Inhouse-Gauges | 6 MONTH | 2026-05-13 | 2026-11-13 | OK |  | 2025-11-13 |  | Gowri | MSIL | Automotive
1309 | Active | CCG021 | CONCENTRICITY GAUGE | 36.0+0.025/42.00+0.039 | * | * | NA | attribute |  |  |  | GM | Inhouse-Gauges | 2 MONTH | 2026-04-07 | 2026-10-07 | OK |  |  | Manivannan.C | Pavi | GM | Automotive
1310 | Active | PG824/06 | PLUG GAUGE | 32.009/32.034 | * | * | NA | attribute | OP856 | OP856 | OTHERS ASSY-01 | MSIL Plant | Inhouse-Gauges | 1 MONTH | 2026-04-23 | 2026-05-23 | OK |  | 2026-03-23 |  | Gowri | MSIL | Automotive
1311 | Active | TPG028/5 | THREAD PLUG GAUGE | M20x1.5 6H | * | * | NA | attribute | GM | GM | OP 898M\C SHOP | GM | Inhouse-Gauges | 2 MONTH | 2026-04-16 | 2026-06-16 | OK |  |  |  | Pavi | GM | Automotive
1312 | Active | TPG027/5 | THREAD PLUG GAUGE | M18X1.5 6H | * | * | NA | attribute | SQA | SQA | SQA | SQA | Inhouse-Gauges | 2 MONTH | 2026-04-09 | 2026-06-09 | OK |  |  | PAVI | Pavi | M&M | Automotive
1313 | Active | PG613/85 | PLUG GAUGE | 6.647/6.912 | * | * | NA | attribute | OP772 | OP772 | M&M ASSY | M&M Plant | Inhouse-Gauges | 6 MONTH | 2026-02-07 | 2026-08-07 | OK |  |  | Pavi | Pavi | M&M | Automotive
1314 | Active | PG0189 | PLUG GAUGE | 10.000/10.015 | * | * | NA | attribute | OP761 | OP761 | TML OP ASSY-01 | MSIL Plant | Inhouse-Gauges | 1 MONTH | 2026-04-28 | 2026-05-28 | OK |  |  | PAVI | Gowri | MSIL | Automotive
1315 | Active | SM754/02 | SETTING MASTER | 1.5 | * | * | NA | attribute | SQA | SQA | SQA | SQA | Inhouse-Gauges | 6 MONTH | 2026-02-14 | 2026-08-14 | OK |  |  |  | Pavi |  | Automotive
1316 | Active | SNG0237 | SNAP GAUGE | 30.10/30.20 | * | * | NA | attribute |  |  |  |  | Inhouse-Gauges | 6 MONTH | 2025-12-03 | 2026-06-03 | OK |  | 2025-12-03 |  | Gowri |  | Automotive
1317 | Active | TPG023/23 | THREAD PLUG GAUGE | 3/8 NPT | * | * | NA | attribute |  |  |  |  | Inhouse-Gauges | 6 MONTH |  |  | NO PLAN |  |  |  | Gowri |  | Automotive
1318 | Active | SPG071/04 | SPECIAL GAUGE | 22 | * | * | NA | attribute | OP 85 | OP 85 | OP 85 M/C SHOP | MSIL Plant | Inhouse-Gauges | 3 MONTH | 2026-02-03 | 2026-05-03 | OVER DUE |  |  |  | Gowri | MSIL | Automotive
1319 | Active | TPG006/313 | THREAD PLUG GAUGE | M8X1.25-6H | * | * | NA | attribute |  |  |  |  | Inhouse-Gauges | 2 MONTH | 2026-03-07 | 2026-05-07 | OVER DUE |  |  |  | Gowri |  | Automotive
1320 | Active | DG0118/01 | DEPTH GAUGE | 10.0/10.02 | * | * | NA | attribute |  |  |  |  | Inhouse-Gauges | 6 MONTH | 2026-05-13 | 2026-11-13 | OK |  | 2025-11-13 |  | Gowri |  | Automotive
1321 | Active | HG465/01 | HEIGHT GAUGE | 32 | * | * | NA | attribute | OPA952 | OPA952 | OP952 ASSY | MSIL Plant | Inhouse-Gauges | 6 MONTH | 2026-01-30 | 2026-07-30 | OK |  |  |  | Gowri | MSIL | Automotive
1322 | Active | SPG0320/01 | SPECIAL GAUGE | 22 | * | * | NA | attribute |  |  |  |  | Inhouse-Gauges | 3 MONTH | 2026-02-03 | 2026-05-03 | OVER DUE |  |  |  | Gowri |  | Automotive
1323 | Active | PG0232/31 | PLUG GAUGE | 10.000/10.022 | * | * | NA | attribute |  |  |  |  | Inhouse-Gauges | 1 MONTH | 2026-04-10 | 2026-05-10 | OVER DUE |  |  |  | Gowri |  | Automotive
1324 | Active | TPG003/354 | THREAD PLUG GAUGE | M6X1-6H |  | BAKER |  |  | SQA | SQA | RECVING | SQA | Inhouse-Gauges | 2 MONTH | 2026-03-07 | 2026-05-07 | OVER DUE |  |  |  | Pavi |  | Automotive
1325 | Active | PG283/2 | PLUG GAUGE | 79.800/80.000 | * | * | NA | attribute | SQA | SQA | RECIVING INS | SQA | Inhouse-Gauges | 6 MONTH | 2026-02-09 | 2026-08-09 | OK |  |  |  | Pavi |  | Automotive
1325 | Active | TPG006/319 | THREAD PLUG GAUGE | M6X1-6H | * | * | NA | attribute | OP906 | OP906 | ASSY | MSIL Plant | Inhouse-Gauges | 6 MONTH | 2026-04-04 | 2026-10-04 | OK |  | 2025-10-04 |  | Gowri | MSIL | Automotive
1326 | Active | PG732/01 | PLUG GAUGE | 38.009/38.034 | * | * | NA | attribute | OP1023 | OP1023 | SQA | SQA | Inhouse-Gauges | 1 MONTH | 2026-04-16 | 2026-05-16 | DUE SOON |  |  |  | Pavi |  | Automotive
1327 | Active | PG228/01 | PLUG GAUGE | 18.400/18.500 | * | * | NA | attribute | OP491 | OP491 | RECEIVING INS | SQA | Inhouse-Gauges | 6 MONTH | 2025-11-18 | 2026-05-18 | DUE SOON |  |  |  | Pavi |  | Automotive
1328 | Active | SNG594/04 | SNAP GAUGE | 6.100/5.900 | * | * | NA | attribute | WPA1009 | WPA1009 | SQA Inspection | SQA | Inhouse-Gauges | 6 MONTH | 2025-11-16 | 2026-05-16 | DUE SOON |  |  |  | Pavi | M&M | Automotive
1329 | Active | SNG380/01 | SNAP GAUGE | 29.968/29.947 |  | LPP |  |  | SQA | SQA |  |  |  | 6 MONTH | 2026-01-08 | 2026-07-08 | OK |  |  |  | Gowri
1329 | Active | SNG376/02 | SNAP GAUGE | 35.300/34.700 | * | * | NA | attribute | IFC977M2 | IFC977M2 | SQA Inspection | SQA | Inhouse-Gauges | 6 MONTH | 2025-12-03 | 2026-06-03 | OK |  | 2025-12-03 |  | Pavi | M&M | Automotive
1330 | Active | SNG382/01 | SNAP GAUGE | 40.300/39.700 | * | * | NA | attribute | IFC977 |  |  |  |  | 6 MONTH | 2025-12-03 | 2026-06-03 | OK |  | 2018-12-03 |  | Gowri
1331 | Active | SNG0246/01 | SNAP GAUGE | 45.200/45.000 |  | VEW |  |  | SQA | SQA |  |  |  | 6 MONTH | 2026-01-08 | 2026-07-08 | OK |  |  |  | Gowri
1332 | Active | MD085 | MANDLE | 12.650/12.850 | * | * | NA | attribute | OP990 SQA | OP990 SQA | RECEIVING INS | SQA | Inhouse-Gauges | 6 MONTH | 2026-03-11 | 2026-09-11 | OK |  |  |  | Pavi |  | Automotive
1333 | Active | MD137 | MANDLE | MANDLE | * | * | NA | attribute | COMMON | COMMON | RECEIVING INS | SQA | Inhouse-Gauges | 6 MONTH | 2026-01-29 | 2026-07-29 | OK |  |  |  | Pavi |  | Automotive
1334 | Active | MD141 | MANDLE | 29.936/29.952 |  | RBC |  |  | SQA | SQA | RECVING | SQA | Inhouse-Gauges | 6 MONTH | 2025-12-21 | 2026-06-21 | OK |  |  |  | Pavi | M&M | Automotive
1335 | Active | MD142 | MANDLE | 13.94/13.955 |  | RBC |  |  | SQA | SQA | RECVING | SQA | Inhouse-Gauges | 6 MONTH | 2025-12-21 | 2026-06-21 | OK |  |  |  | Pavi | M&M | Automotive
1336 | Active | BSG1736 | BLUE SEATING GAUGE | INTAKE TUB | * | * | NA | attribute | COMMON | COMMON | RECEIVING INS | SQA | Inhouse-Gauges | 6 MONTH | 2026-01-29 | 2026-07-29 | OK |  |  |  | Pavi |  | Automotive
1337 | Active | DG445/1 | DEPTH GAUGE | 17.700/18.300 | * | * | NA | attribute | OP877 | OP877 | RECEIVING INS | SQA | Inhouse-Gauges | 6 MONTH | 2025-12-09 | 2026-06-09 | OK |  |  |  | Pavi |  | Automotive
1338 | Active | DG0235/01 | DEPTH GAUGE | 8.900/9.100 | * | * | NA | attribute | SQA | SQA |  |  | Inhouse-Gauges | 6 MONTH | 2026-01-10 | 2026-07-10 | OK |  |  |  | Gowri
1339 | Active | SLG578/01 | SLIP GAUGE | 6.800/7.200 | * | * | NA | attribute | SQA | SQA |  |  | Inhouse-Gauges | 6 MONTH | 2026-01-10 | 2026-07-10 | OK |  |  |  | Gowri
1340 | Active | SNG588 | SNAP GAUGE | 101.929/101.964 | * | * | NA | attribute | WPA939 | WPA939 | CI M/C SHOP | M&M Plant | Inhouse-Gauges | 1 MONTH | 2026-04-28 | 2026-05-28 | OK |  |  |  | Pavi | M&M | Automotive
1341 | Active | PG0357/12 | PLUG GAUGE | 8.025/8.047 | * | * | NA | attribute | OP772 | OP772 | M&M | M&M Plant | Inhouse-Gauges | 1 MONTH | 2026-04-24 | 2026-05-24 | OK |  | 2025-12-24 |  | Pavi | M&M | Automotive
1342 | Active | TPG006/199 | THREAD PLUG GAUGE | M8X1.25-6H | * | * | NA | attribute | SQA | SQA | RECIVING INS | SQA | Inhouse-Gauges | 6 MONTH | 2026-03-01 | 2026-09-01 | OK |  |  |  | Pavi |  | Automotive
1343 | Active | PG0084/27 | PLUG GAUGE | 14.000/14.027 | * | * | NA | attribute | OP1010 | OP1010 | M/C SHOP | MSIL Plant | Inhouse-Gauges | 1 MONTH | 2026-05-14 | 2026-06-14 | OK |  | 2025-12-14 | PAVI | Gowri | M&M | Automotive
1344 | Active | PG0414/004 | PLUG GAUGE | 5.450/5.550 | * | * | NA | attribute | OP898 | OP898 | M/C SHOP | GM | Inhouse-Gauges | 6 MONTH | 2025-12-07 | 2026-06-07 | OK |  |  |  | Pavi | GM | Automotive
1345 | Active | DG0047/04 | DEPTH GAUGE | 22.400/22.600 | * | * | NA | attribute | YNC SURFACE TABLE | YNC SURFACE TABLE |  |  | Inhouse-Gauges | 6 MONTH | 2026-01-14 | 2026-07-14 | OK |  |  |  | Gowri |  | Automotive
1346 | Active | TPG006 | THREAD PLUG GAUGE | M16X1.5-6H | * | * | NA | attribute | YNC SURFACE TABLE | YNC SURFACE TABLE |  |  | Inhouse-Gauges | 6 MONTH | 2026-01-14 | 2026-07-14 | OK |  |  |  | Gowri |  | Automotive
1347 | Active | PG0084/2 | PLUG GAUGE | 14.000/14.027 | * | * | NA | attribute | YNC SURFACE TABLE | YNC SURFACE TABLE |  |  | Inhouse-Gauges | 1 MONTH | 2026-05-14 | 2026-06-14 | OK |  | 2026-03-14 |  | Gowri |  | Automotive
1348 | Active | DI838 | DIAL INDICATOR | 0.010 ~10.000 mm | 0.01MM | MITYTOYO |  | ANALOG | OP1035 | OP1035 | MSIL | MSIL Plant | Inhouse-Instruments | 6 MONTH | 2026-03-15 | 2026-09-15 | OK |  | 2025-09-15 | Pavi | Pavi | VECV | Automotive
1349 | Active | SPG1041/03 | SPECIAL GAUGE | PCD POSITION GAUGE DIA 72.0 | * | * | NA | attribute | WPA1020 | WP1020 | WP1020 M/C | MSIL Plant | Inhouse-Gauges | 6 MONTH | 2025-12-13 | 2026-06-13 | OK |  |  |  | Gowri | Yanmar | Non Automotive
1351 | Active | PG613/47 | PLUG GAUGE | 6.647/6.912 | * | * | NA | attribute | SQA | PDC | RECEIVING INS | SQA | Inhouse-Gauges | 6 MONTH | 2026-05-15 | 2026-11-15 | OK |  | 2023-11-15 |  | Pavi |  | Automotive
1352 | Active | PG868/01 | PLUG GAUGE | 6.025/6.047 | * | * | NA | attribute | M&M REC | M&M REC | RECIVING | SQA | Inhouse-Gauges | 1 MONTH | 2026-04-19 | 2026-05-19 | DUE SOON |  | 2026-03-19 |  | Pavi | M&M | Automotive
1353 | Active | PG190/09 | PLUG GAUGE | 7.000/7.200 | * | * | NA | attribute | WPA938M1 | WPA938M1 | SQA Inspection | SQA | Inhouse-Gauges | 6 MONTH | 2026-03-12 | 2026-09-12 | OK |  | 2025-09-12 |  | Pavi | M&M | Automotive
1354 | Active | SNG572/03 | SNAP GAUGE | 26.200/25.800 | * | * | NA | attribute | M&M REC |  |  |  | Inhouse-Gauges | 6 MONTH | 2026-01-19 | 2026-07-19 | OK |  | 2026-01-19 |  | Gowri | M&M | Automotive
1358 | Active | SNG972/01 | SNAP GAUGE | 30.300/29.700 | * | * | NA | attribute | M&M REC | M&M REC | RECIVING | SQA | Inhouse-Gauges | 6 MONTH | 2025-12-22 | 2026-06-22 | OK |  | 2025-12-22 |  | Pavi | M&M | AUTOMOTIVE
1359 | Active | PG0411/001 | PLUG GAUGE | 5.500/6.500 | * | * | NA | attribute | OP898/809 | OP898 | M/C SHOP | GM | Inhouse-Gauges | 6 MONTH | 2026-05-15 | 2026-11-15 | OK |  | 2024-05-15 |  | Pavi | GM | Automotive
1360 | Active | SNG323/01 | SNAP GAUGE | 6.200/5.800 | * | * | NA | attribute | WPA1023 | WP1023 | RECEIVING INS | SQA | Inhouse-Gauges | 6 MONTH | 2025-11-29 | 2026-05-29 | OK |  |  |  | Pavi |  | Automotive
1361 | Active | SNG321/02 | SNAP GAUGE | 21.900/22.100 | * | * | NA | attribute | OP996 | OP996 | SQA Inspection | SQA | Inhouse-Gauges | 6 MONTH | 2026-04-08 | 2026-10-08 | OK |  |  | PAVI | Pavi | M&M | Automotive
1362 | Active | PG920/01 | PLUG GAUGE | 6.40/6.60 |  | VEW |  |  | SQA | SQA | SQA | SQA | Inhouse-Gauges | 6 MONTH | 2026-05-07 | 2026-11-07 | OK |  |  |  | Pavi | SQA | Automotive
1363 | Active | DG0580/03 | DEPTH GAUGE | 5.000/5.500 | * | * | NA | attribute | WPA938M1 | WPA938M1 | AL ASSEMBLY | M&M Plant | Inhouse-Gauges | 6 MONTH | 2025-12-12 | 2026-06-12 | OK |  |  |  | Pavi | M&M | Automotive
1364 | Active | SM141/03 | SETTING MASTER | 13.56 | * | * | NA | attribute | SQA | SQA | RECIVING INS | SQA | Inhouse-Gauges | 6 MONTH | 2026-02-09 | 2026-08-09 | OK |  |  |  | Pavi |  | Automotive
1365 | Active | DG579/02 | DEPTH GAUGE | 7.000/7.500 | * | * | NA | attribute | WP938 |  |  |  |  | 6 MONTH | 2026-02-21 | 2026-08-21 | OK |  | 2023-08-21 |  | Gowri
1366 | Active | TPG006/170 | THREAD PLUG GAUGE | M8X1.25-6H | * | * | NA | attribute | OP772 | OP772 | M&M M/C SHOP | M&M Plant | Inhouse-Gauges | 2 MONTH | 2026-03-09 | 2026-05-09 | OVER DUE |  |  |  | Pavi | M&M | Automotive
1367 | Active | TPG008/12 | THREAD PLUG GAUGE | M10X1.25-6H | * | * | NA | attribute | M&M | M&M | M/C SHOP | M&M Plant | Inhouse-Gauges | 6 MONTH | 2025-10-07 | 2026-04-07 | OVER DUE |  |  |  | Pavi | M&M | Automotive
1368 | Active | PG496/01 | PLUG GAUGE | 9.950/9.965 | * | * | NA | attribute | WPA1017 | WP1017 | M&M | M&M Plant | Inhouse-Gauges | 1 MONTH | 2026-04-16 | 2026-05-16 | DUE SOON |  |  |  | Pavi | M&M | Automotive
1369 | Active | PG600/04 | PLUG GAUGE | 8.800/9.200 | * | * | NA | attribute | OP772 | OP772 | M&M | M&M Plant | Inhouse-Gauges | 6 MONTH | 2026-02-07 | 2026-08-07 | OK |  |  | Pavi | Pavi | M&M | Automotive
1370 | Active | PG0494/01 | PLUG GAUGE | 24.000/24.200 | * | * | NA | attribute |  |  |  |  | Inhouse-Gauges | 6 MONTH | 2026-01-18 | 2026-07-18 | OK |  |  |  | Gowri | M&M | Automotive
1371 | Active | PG0490/6 | PLUG GAUGE | 10.900/11.100 | * | * | NA | attribute | WPA1026 | WPA1009 | M&M AL M/C SHOP | M&M Plant | Inhouse-Gauges | 6 MONTH | 2025-11-16 | 2026-05-16 | DUE SOON |  |  |  | Pavi | M&M | Automotive
1372 | Active | TPG003/239 | THREAD PLUG GAUGE | M6X1-6H | * | * | NA | attribute | M&M SURFACE TABLE |  |  |  | Inhouse-Gauges | 2 MONTH | 2026-03-21 | 2026-05-21 | DUE SOON |  |  |  | Gowri | M&M | AUTOMOTIVE
1373 | Active | TPG027/09 | THREAD PLUG GAUGE | M18X1.5-6H | * | * | NA | attribute | M&M SURFACE TABLE |  |  |  | Inhouse-Gauges | 2 MONTH | 2026-03-21 | 2026-05-21 | DUE SOON |  |  |  | Gowri | M&M | AUTOMOTIVE
1374 | Active | TPG029/12 | THREAD PLUG GAUGE | M16X1.5-6H | * | * | NA | attribute | M&M SURFACE TABLE |  |  |  | Inhouse-Gauges | 2 MONTH | 2026-03-21 | 2026-05-21 | DUE SOON |  |  |  | Gowri | M&M | AUTOMOTIVE
1375 | Active | TPG029/11 | THREAD PLUG GAUGE | M16X1.5-6H | * | * | NA | attribute | M&M SURFACE TABLE |  |  |  | Inhouse-Gauges | 2 MONTH | 2026-03-21 | 2026-05-21 | DUE SOON |  |  |  | Gowri | M&M | AUTOMOTIVE
1376 | Active | TPG043/01 | THREAD PLUG GAUGE | 5/16-18 UNC-2B | * | * | NA | attribute | M&M SURFACE TABLE |  |  |  | Inhouse-Gauges | 2 MONTH | 2026-03-21 | 2026-05-21 | DUE SOON |  |  |  | Gowri | M&M | AUTOMOTIVE
1377 | Active | TPG006/164 | THREAD PLUG GAUGE | M8x1.25-6H | * | * | NA | attribute | M&M SURFACE TABLE |  |  |  | Inhouse-Gauges | 2 MONTH | 2026-03-21 | 2026-05-21 | DUE SOON |  |  |  | Gowri | M&M | AUTOMOTIVE
1378 | Active | SLG50/1 | SLIP GAUGE | 3.050/3.100 | * | * | NA | attribute | M&M SURFACE TABLE |  |  |  | Inhouse-Gauges | 2 MONTH | 2026-03-21 | 2026-05-21 | DUE SOON |  |  |  | Gowri | M&M | AUTOMOTIVE
1379 | Active | SPG440 | SPECIAL POSITION GAUGE | POSITION GAUGE | * | * | NA | attribute | WPA1026 |  |  |  | Inhouse-Gauges | 6 MONTH | 2026-01-21 | 2026-07-21 | OK |  |  |  | Gowri | M&M | AUTOMOTIVE
1380 | Active | PG313/16 | PLUG GAUGE | 6.647/6.912 | * | * | NA | attribute | M&M SURFACE TABLE |  |  |  | Inhouse-Gauges | 6 MONTH | 2026-01-21 | 2026-07-21 | OK |  | 2026-01-21 |  | Gowri | M&M | AUTOMOTIVE
1381 | Active | PG630/08 | PLUG GAUGE | 20.000/20.052 | * | * | NA | attribute | M&M SURFACE TABLE |  |  |  | Inhouse-Gauges | 1 MONTH | 2026-04-21 | 2026-05-21 | DUE SOON |  | 2026-02-21 |  | Gowri | M&M | AUTOMOTIVE
1382 | Active | PG613/83 | PLUG GAUGE | 6.647/6.912 | * | * | NA | attribute | M&M SURFACE TABLE |  |  | M&M Plant | Inhouse-Gauges | 6 MONTH | 2026-01-21 | 2026-07-21 | OK |  | 2026-01-21 |  | Gowri | Kohler | Automotive
1383 | Active | PG357/32 | PLUG GAUGE | 8.025/8.047 | * | * | NA | attribute | OP989 | OP989 | M&M SURFACE TABLE |  | Inhouse-Gauges | 1 MONTH | 2026-04-21 | 2026-05-21 | DUE SOON |  | 2026-03-21 |  | Gowri | M&M | AUTOMOTIVE
1384 | Active | PG183/11 | PLUG GAUGE | 10.500/10.700 | * | * | NA | attribute | M&M SURFACE TABLE |  |  |  | Inhouse-Gauges | 6 MONTH | 2026-01-21 | 2026-07-21 | OK |  | 2026-01-21 |  | Gowri | M&M | AUTOMOTIVE
1385 | Active | PG013/76 | PLUG GAUGE | 6.647/6.912 | * | * | NA | attribute | M&M SURFACE TABLE |  |  |  | Inhouse-Gauges | 6 MONTH | 2026-01-21 | 2026-07-21 | OK |  | 2026-02-21 |  | Gowri | M&M | Automotive
1386 | Active | PG0362/04 | PLUG GAUGE | 5.960/5.985 | * | * | NA | attribute | M&M SURFACE TABLE |  |  |  | Inhouse-Gauges | 6 MONTH | 2026-01-21 | 2026-07-21 | OK |  | 2026-01-21 |  | Gowri | M&M | Automotive
1387 | Active | PG0262/5 | PLUG GAUGE | 9.000/9.022 | * | * | NA | attribute | M&M SURFACE TABLE |  |  |  | Inhouse-Gauges | 1 MONTH | 2026-04-21 | 2026-05-21 | DUE SOON |  | 2026-03-21 |  | Gowri | M&M | AUTOMOTIVE
1388 | Active | PG0548/01 | PLUG GAUGE | 7.860/7.900 | * | * | NA | attribute | OP989 | OP989 | ASSY | M&M Plant | Inhouse-Gauges | 2 MONTH | 2026-04-20 | 2026-06-20 | OK |  | 2026-04-20 |  | Pavi | M&M | Automotive
1389 | Active | PG0400/07 | PLUG GAUGE | 9.940/9.960 | * | * | NA | attribute | M&M SURFACE TABLE |  |  |  | Inhouse-Gauges | 1 MONTH | 2026-04-21 | 2026-05-21 | DUE SOON |  | 2026-02-21 |  | Gowri | M&M | AUTOMOTIVE
1390 | Active | PG674/01 | PLUG GAUGE | 9.000/9.200 | * | * | NA | attribute | IFC895M1BS6 | IFC895M1BS6 | M&M AL M/C SHOP | M&M Plant | Inhouse-Gauges | 6 MONTH | 2025-12-01 | 2026-06-01 | OK |  |  |  | Pavi | M&M | Automotive
1391 | Active | SNG932/02 | SNAP GAUGE | 84.988/84.940 | * | * | NA | attribute | OP887 | OP887 | M&M | M&M Plant | Inhouse-Gauges | 1 MONTH | 2026-05-03 | 2026-06-03 | OK |  | 2026-04-03 |  | Pavi | M&M | Automotive
1392 | Active | SNG371/02 | SNAP GAUGE | 32.38 | * | * | NA | attribute | M&M SURFACE TABLE |  |  |  | Inhouse-Gauges | 6 MONTH | 2026-01-21 | 2026-07-21 | OK |  |  |  | Gowri | M&M | AUTOMOTIVE
1393 | Active | DG625/01 | DEPTH GAUGE | 28.000/28.200 | * | * | NA | attribute | WPA981 | WPA981 | M/C SHOP | Ford | Inhouse-Gauges | 6 MONTH | 2026-05-13 | 2026-11-13 | OK |  | 2023-05-13 |  | Pavi | Ford | Automotive
1394 | Active | DG0243/003 | DEPTH GAUGE | 1.500/1.650 | * | * | NA | attribute | OP898 | OP898 | M/C SHOP | GM | Inhouse-Gauges | 6 MONTH | 2026-03-24 | 2026-09-24 | OK |  | 2024-03-24 |  | Pavi | GM | Automotive
1395 | Active | PG0883/03 | PLUG GAUGE | 9.000/10.000 | * | * | NA | attribute | OP1010 | OP1010 | MSIL OP ASSY | MSIL Plant | Inhouse-Gauges | 6 MONTH | 2026-02-25 | 2026-08-25 | OK |  | 2021-02-25 | LAKSMI | Gowri | MSIL | Automotive
1396 | Active | PG668/73 | PLUG GAUGE | 4.917/5.153 | * | * | NA | attribute | OP986 | OP986 | MSIL OP M/C SHOP | MSIL Plant | Inhouse-Gauges | 6 MONTH | 2026-04-24 | 2026-10-24 | OK |  | 2022-04-24 |  | Gowri | MSIL | Automotive
1397 | Active | SPG332/01 | SPECIAL GAUGE | INLET | * | * | NA | attribute | OP806 | OP806 | MSIL OP M/C SHOP | MSIL Plant | Inhouse-Gauges | 6 MONTH | 2025-11-14 | 2026-05-14 | OVER DUE |  |  | LAKSMI | Gowri | MSIL | Automotive
1398 | Active | SNG438/01 | SNAP GAUGE | 8.550/8.450 | * | * | NA | attribute | OP996 | OP996 | SQA Inspection | SQA | Inhouse-Gauges | 2 MONTH | 2026-05-13 | 2026-07-13 | OK |  | 2023-11-13 |  | Pavi | M&M | Automotive
1399 | Active | PG559/02 | PLUG GAUGE | 11.000/11.100 | * | * | NA | attribute | OP989 | OP989 | M&M AL M/C SHOP | M&M Plant | Inhouse-Gauges | 6 MONTH | 2026-01-13 | 2026-07-13 | OK |  | 2023-07-13 |  | Pavi | M&M | Automotive
1401 | Active | PG881/01 | PLUG GAUGE | 80.000/80.400 | * | * | NA | attribute | WPA899 | WPA899 | M&M | M&M Plant | Inhouse-Gauges | 6 MONTH | 2026-01-13 | 2026-07-13 | OK |  | 2022-07-13 |  | Pavi | M&M | Automotive
1402 | Active | DG622/01 | DEPTH GAUGE | 6.750/7.250 | * | * | NA | attribute | WPA981 | WPA981 | M/C SHOP | Ford | Inhouse-Gauges | 6 MONTH | 2026-05-13 | 2026-11-13 | OK |  | 2023-05-13 |  | Gowri | Ford | Automotive
1403 | Active | PG783/01 | PLUG GAUGE | 5.470/5.670 | * | * | NA | attribute | WPA981 | WPA981 | M/C SHOP | Ford | Inhouse-Gauges | 6 MONTH | 2026-05-13 | 2026-11-13 | OK |  | 2023-05-13 |  | Pavi | Ford | Automotive
1404 | Active | PG793/01 | PLUG GAUGE | 47.050/47.350 | * | * | NA | attribute | WPA981 | WPA981 | M/C SHOP | Ford | Inhouse-Gauges | 6 MONTH | 2026-05-13 | 2026-11-13 | OK |  | 2025-05-13 |  | Pavi | Ford | Automotive
1405 | Active | DG289/01 | DEPTH GAUGE | 30.400/30.600 | * | * | NA | attribute | WP1020 | WP1020 | GM TOP | MSIL Plant | Inhouse-Gauges | 6 MONTH | 2025-12-13 | 2026-06-13 | OK |  | 2026-12-13 |  | Gowri | MSIL | Automotive
1406 | Active | PG677/01 | PLUG GAUGE | 7.857/7.897 | * | * | NA | attribute | WPA1020 | WP1020 | GM TOP | MSIL Plant | Inhouse-Gauges | 1 MONTH | 2026-05-13 | 2026-06-13 | OK |  | 2025-04-13 |  | Gowri | MSIL | Automotive
1407 | Active | PG818/29 | PLUG GAUGE | 20.000/20.021 | * | * | NA | attribute | OP1010 | OP1010 | MSIL ASSY | MSIL Plant | Inhouse-Gauges | 1 MONTH | 2026-05-13 | 2026-06-13 | OK |  | 2025-12-13 |  | Gowri | MSIL | Automotive
1408 | Active | SNG436/01 | SNAP GAUGE | 14.960/14.940 | * | * | NA | attribute | OP996 | OP996 | SQA Inspection | SQA | Inhouse-Gauges | 1 MONTH | 2026-05-13 | 2026-06-13 | OK |  | 2025-12-13 |  | Pavi | M&M | Automotive
1409 | Active | PG451/12 | PLUG GAUGE | 18.000/18.043 | * | * | NA | attribute | IFC794M | IFC794M | TML OP ASSY-01 | MSIL Plant | Inhouse-Gauges | 1 MONTH | 2026-05-13 | 2026-06-13 | OK |  | 2025-12-13 |  | Gowri | MSIL | Automotive
1410 | Active | SNG1030/02 | SNAP GAUGE | 29.968/29.947 | * | * | NA | attribute | WPA939 | WPA939 | RECEIVING INS | SQA | Inhouse-Gauges | 1 MONTH | 2026-05-13 | 2026-06-13 | OK |  | 2025-12-13 |  | Pavi |  | Automotive
1411 | Active | DG043/01 | DEPTH GAUGE | 12.300/12.700 | * | * | NA | attribute | WP1020 | WP1020 | GM TOP | MSIL Plant | Inhouse-Gauges | 6 MONTH | 2025-12-13 | 2026-06-13 | OK |  | 2023-12-13 |  | Gowri | MSIL | Automotive
1412 | Active | SNG580/01 | SNAP GAUGE | 26.200/25.800 | * | * | NA | attribute | WPA938M1 | WPA938M1 | M&M AL M/C SHOP | M&M Plant | Inhouse-Gauges | 6 MONTH | 2026-02-13 | 2026-08-13 | OK |  | 2026-08-13 |  | Pavi | M&M | Automotive
1413 | Active | DG121/01 | DEPTH GAUGE | 32.900/33.100 | * | * | NA | attribute | OP1020 CP | OP1020 CP | YANMAR | MSIL Plant | Inhouse-Gauges | 6 MONTH | 2026-03-16 | 2026-09-16 | OK |  |  |  | Gowri | MSIL | Automotive
1414 | Active | SPG638/02 | SPECIAL GAUGE | POSITION GAUGE | * | * | NA | attribute | OP906 | OP906 | TML OP ASSY-01 | MSIL Plant | Inhouse-Gauges | 6 MONTH | 2025-10-07 | 2026-04-07 | OVER DUE |  |  |  | Gowri | MSIL | Automotive
1415 |  | DG924/01 | DEPTH GAUGE | 41.200/41.800 | * | SLSE | * | attribute | WPA1035 | WPA1035 | ASSY | MSIL Plant | Inhouse-Gauges | 6 MONTH | 2026-03-01 | 2026-09-01 | OK |  |  |  | Gowri | VECV | Automotive
1416 | Active | PG905/01 | PLUG GAUGE | 23.000/23.030 | * | * | NA | attribute | WPA1035 | WPA1035 | MC SHOP | MSIL PLANT | Inhouse-Gauges | 1 MONTH | 2026-05-02 | 2026-06-02 | OK |  |  |  | Gowri | VECV | Automotive
1417 | Active | SM1022/02 | SETTING MASTER | 6.8 |  | RBC | * | Variable | WPA1035 | WPA1035 | ASSY | MSIL Plant | Inhouse-Gauges | 6 MONTH | 2025-12-17 | 2026-06-17 | OK |  |  |  | Gowri | VECV | Automotive
1418 |  | SM1062/01 | SETTING MASTER | 36.340 (36.240 / 36.440 ) | * | SLSE | * | Variable | WPA1035 | WPA1035 | ASSY | MSIL Plant | Inhouse-Gauges | 6 MONTH | 2026-03-01 | 2026-09-01 | OK |  |  |  | Gowri | VECV | Automotive
1419 | Active | SPG1022/01 | SPECIAL GAUGE | 6.700/6.900 |  | RBC | * | Variable | WPA1035 | WPA1035 | ASSY | MSIL Plant | Inhouse-Gauges | 6 MONTH | 2025-12-17 | 2026-06-17 | OK |  |  |  | Gowri | VECV | Automotive
1420 |  | SPG1062/01 | SPECIAL GAUGE | 36.240 / 36.440 | * | SLSE | * | Variable | WPA1035 | WPA1035 | ASSY | MSIL Plant | Inhouse-Gauges | 6 MONTH | 2026-03-01 | 2026-09-01 | OK |  |  |  | Gowri | VECV | Automotive
1421 | Active | SPG1059/01 | SPECIAL GAUGE | Gauge height(Impeller)Ø30.57/30.77 |  | RBC |  |  | WPA1048 | WPA1048 | MSIL ASSY | MSIL Plant | Inhouse-Gauges | 6 MONTH | 2025-10-24 | 2026-04-15 | OVER DUE |  |  |  | Gowri | MSIL | Automotive
1422 | Active | DG538/01 | DEPTH GAUGE | 57.000/57.500 | * | * | NA | attribute | OP906 | OP906 | ASSY | MSIL Plant | Inhouse-Gauges | 6 MONTH | 2026-04-04 | 2026-10-04 | OK |  | 2026-04-04 |  | Gowri | MSIL | Automotive
1423 | Active | DI619 | DIAL INDICATOR | 0.010 ~10.000 mm | 0.01MM | MITUTOYO |  | ANALOG | WPA899 | WP899 | ASSY-01 | M&M Plant | Inhouse-Instruments | 6 MONTH | 2026-02-19 | 2026-08-19 | OK |  | 2023-02-19 | Pavi | Pavi | M&M | Automotive
1424 | Active | PG0252/01 | PLUG GAUGE | 13.980/14.000 | * | * | NA | attribute |  |  |  |  | Inhouse-Gauges | 6 MONTH | 2025-12-26 | 2026-06-26 | OK |  | 2025-12-26 |  | Gowri | M&M | Automotive
1425 | Active | PG0483 | PLUG GAUGE | 9.00/9.25 | * | * | NA | attribute |  |  |  |  | Inhouse-Gauges | 6 MONTH | 2026-02-13 | 2026-08-13 | OK |  | 2026-02-13 |  | Gowri | M&M | Automotive
1426 | Active | PG0484 | PLUG GAUGE | 24.00/24.20 | * | * | NA | attribute |  |  |  |  | Inhouse-Gauges | 6 MONTH | 2025-12-09 | 2026-06-09 | OK |  |  |  | Gowri | M&M | Automotive
1427 | Active | PG0484/07 | PLUG GAUGE | 9.250/9.450 | * | * | NA | attribute | IFC895M1BS6 | IFC895M1BS6 | M&M AL M/C SHOP | M&M Plant | Inhouse-Gauges | 6 MONTH | 2026-05-14 | 2026-11-14 | OK |  | 2019-05-14 |  | Pavi | M&M | Automotive
1428 | Active | PG0487/03 | PLUG GAUGE | 28.800/29.200 | * | * | NA | attribute | IFC895M1BS6 | IFC895M1BS6 | SQA Inspection | SQA | Inhouse-Gauges | 6 MONTH | 2025-11-25 | 2026-05-25 | OK |  | 2025-11-25 | SHARON | Pavi | M&M | Automotive
1429 | Active | PG0490/06 | PLUG GAUGE | 9.940/9.960 | * | * | NA | attribute | IFC895M1BS6 | IFC895M1BS6 | SQA Inspection | SQA | Inhouse-Gauges | 6 MONTH | 2026-02-21 | 2026-08-21 | OK |  | 2026-02-21 |  | Pavi | M&M | Automotive
1430 | Active | PG0494 | PLUG GAUGE | 24.00/24.20 | * | * | NA | attribute | IFC895M1BS6 | IFC895M1BS6 |  |  | Inhouse-Gauges | 6 MONTH | 2026-03-02 | 2026-09-02 | OK |  |  |  | Gowri | M&M | Automotive
1431 | Active | PG183/05 | PLUG GAUGE | 10.50/10.70 | * | * | NA | attribute |  |  |  |  | Inhouse-Gauges | 6 MONTH | 2026-04-11 | 2026-10-11 | OK |  |  |  | Gowri | M&M | Automotive
1432 | Active | PG413/05 | PLUG GAUGE | 10.80/11.00 | * | * | NA | attribute |  |  |  |  | Inhouse-Gauges | 6 MONTH | 2025-12-06 | 2026-06-06 | OK |  | 2025-12-06 |  | Gowri | M&M | Automotive
1433 |  | PG595/02 | PLUG GAUGE | 8.500/8.600 | * | * | NA | attribute | WPA723 | WPA723 |  |  | Inhouse-Gauges | 6 MONTH | 2025-11-01 | 2026-05-01 | OVER DUE |  |  |  | Gowri | M&M | Automotive
1434 | Active | PG629/3 | PLUG GAUGE | 10.040/10.060 | * | * | NA | attribute | OP1023 | OP1023 | M/C | M&M Plant | Inhouse-Gauges | 1 MONTH | 2026-04-27 | 2026-05-27 | OK |  | 2026-01-27 |  | Pavi | Kohler | Automotive
1435 | Active | PG668/95 | PLUG GAUGE | 4.917/5.153 | * | * | NA | attribute | WP1026 | M&M M/C | M&M | M&M Plant | Inhouse-Gauges | 6 MONTH | 2026-05-13 | 2026-11-13 | OK |  | 2025-11-13 | Pavi | Pavi | M&M | Automotive
1436 | Active | PG869/04 | PLUG GAUGE | 10.900/11.100 | * | * | NA | attribute | IFC895M1BS6 | IFC895M1BS6 | M&M AL M/C SHOP | M&M Plant | Inhouse-Gauges | 6 MONTH | 2026-05-14 | 2026-11-14 | OK |  | 2024-05-14 |  | Pavi | M&M | Automotive
1437 | Active | PG887/01 | PLUG GAUGE | 8.400/8.450 | * | * | NA | attribute | WPA971 | WPA971 | M&M | M&M Plant | Inhouse-Gauges | 6 MONTH | 2026-03-10 | 2026-09-10 | OK |  | 2022-03-10 |  | Pavi | M&M | Automotive
1438 | Active | SPG630/01 | BLUE SEATING GAUGE | 52 | * | * | NA | attribute |  |  |  |  | Inhouse-Gauges | 6 MONTH | 2025-12-17 | 2026-06-17 | OK |  |  |  | Gowri | M&M | Automotive
1439 | Active | TPG022/05 | THREAD PLUG GAUGE | M22X1.5-6H | * | * | NA | attribute | SQA | SQA | SQA | SQA | Inhouse-Gauges | 2 MONTH | 2026-03-09 | 2026-05-09 | OVER DUE |  |  | SHARON | Pavi | SQA | Automotive
1440 | Active | SPG006/01 | SPECIAL GAUGE |  | * | * | NA | attribute | CAST IRON | CAST IRON | M&M | M&M Plant | Inhouse-Gauges | 6 MONTH | 2026-01-01 | 2026-07-01 | OK |  |  |  | Pavi | M&M FARM | Non Automotive
1441 | Active | PG286/08 | PLUG GAUGE | 8.000/8.400 | * | * | NA | attribute | FP | FP | ASSY-01 | Fuel Pump | Inhouse-Gauges | 6 MONTH | 2026-03-10 | 2026-09-10 | OK |  | 2025-09-10 |  | Gowri | Fuel Pump | Automotive
1442 | Active | PG748/02 | PLUG GAUGE | 31.980/32.020 | * | * | NA | attribute | IFC895M1 | IFC895M1 | SQA Inspection | SQA | Inhouse-Gauges | 1 MONTH |  |  | NO PLAN |  |  |  | Pavi | M&M | Automotive
1443 | Active | SNG932/01 | SNAP GAUGE | 84.988/84.940 | * | * | NA | attribute | OP887 | OP887 | M&M | M&M Plant | Inhouse-Gauges | 1 MONTH |  |  | NO PLAN |  |  |  | Pavi | M&M | Automotive
1444 | Active | TPG006/196 | THREAD PLUG GAUGE | M8x1.25 6H | * | * | NA | attribute | OP1010 | OP 1010 | MSIL M/C SHOP | SQA | Inhouse-Gauges | 2 MONTH | 2026-04-04 | 2026-06-04 | OK |  | 2026-04-04 |  | Gowri | SQA | Automotive
1445 | REJECTED | TPG006/197 | THREAD PLUG GAUGE | M8x1.25 6H | * | * | NA | attribute | SQA | SQA | SQA | SQA | Inhouse-Gauges | 2 MONTH |  |  | NO PLAN |  |  |  | Pavi |  | Automotive
1446 | Active | PG0232/34 | PLUG GAUGE | 10.000/10.022 | * | * | NA | attribute | FP | FP | ASSY-01 | Fuel Pump | Inhouse-Gauges | 1 MONTH | 2026-04-21 | 2026-05-21 | DUE SOON |  | 2026-02-21 |  | Gowri | Fuel Pump | Automotive
1447 | Active | SLG114/6 | SLIP GAUGE | 2.900/3.100 | * | * | NA | attribute | WPA939 | WPA939 | M&M | M&M Plant | Inhouse-Gauges | 6 MONTH | 2026-01-01 | 2026-07-01 | OK |  |  |  | Pavi | M&M | Automotive
1448 | Active | DG549/05 | DEPTH GAUGE | 6.300/6.700 | * | * | NA | attribute | OP1010 | OP1010 | MSIL M/C SHOP | MSIL Plant | Inhouse-Gauges | 6 MONTH | 2025-09-28 | 2026-03-28 | OVER DUE |  |  |  | Gowri | MSIL | Automotive
1449 | Service | 63 | DIGITALDIAL INDICATOR | 0.010mm | S/N2901181218-0.01 | INSIZE |  | DIGITAL DAIL | Z12E | Z12E | PDC DIE CASTING | PDC Shop | Inhouse-Instruments | 6 MONTH | 2026-02-03 | 2026-08-03 | OK |  |  |  | Gowri | MSIL | Automotive
1450 | Service | DDI001 | DIGITALDIAL INDICATOR | 0.010mm | * | MITUTOYO |  |  | WPA939 | WPA939 | M/C SHOP | M&M Plant | Inhouse-Instruments | 6 MONTH | 2026-02-03 | 2026-08-03 | OK |  |  |  | Pavi | M&M | Automotive
1451 | Service | DDI002 | DIGITALDIAL INDICATOR | 0.010mm | S/N1907180698-0.01 | INSIZE |  | DIGITAL DAIL | PDC | PDC | PDC DIE CASTING | PDC Shop | Inhouse-Instruments | 6 MONTH | 2026-02-03 | 2026-08-03 | OK |  |  |  | Gowri | MSIL | Automotive
1452 | Active | DDI003 | DIGITALDIAL INDICATOR | 0.010mm | S/N2901181257-0.01 | INSIZE |  | DIGITAL DAIL | OP1010 | OP1010 | PDC DIE CASTING | PDC Shop | Inhouse-Instruments | 6 MONTH | 2026-02-03 | 2026-08-03 | OK |  |  |  | Gowri | MSIL | Automotive
1453 | Service | DDI004 | DIGITALDIAL INDICATOR | 0.010mm | S/N0909160338-0.01 | INSIZE |  | DIGITAL DAIL | PDC | PDC | PDC DIE CASTING | PDC Shop | Inhouse-Instruments | 6 MONTH | 2026-02-03 | 2026-08-03 | OK |  |  |  | Gowri | MSIL | Automotive
1454 | Service | DDI005 | DIGITALDIAL INDICATOR | 0.010mm | S/N2901181230-0.01 | INSIZE |  | DIGITAL DAIL | Z12E | Z12E | PDC DIE CASTING S1 | PDC Shop | Inhouse-Instruments | 6 MONTH | 2026-02-06 | 2026-08-06 | OK |  |  |  | Gowri | MSIL | Automotive
1455 | Service | DDI006 | DIGITALDIAL INDICATOR | 0.010mm | S/N2901181218-0.01 | INSIZE |  | DIGITAL DAIL | YNC CP | YNC CP | PDC DIE CASTING | PDC Shop | Inhouse-Instruments | 6 MONTH | 2026-02-03 | 2026-08-03 | OK |  |  |  | Gowri | MSIL | Automotive
1456 | Service | DDI007 | DIGITALDIAL INDICATOR | 0.010mm | S/N2901181251-0.01 | INSIZE |  | DIGITAL DAIL | PDC | PDC | PDC DIE CASTING | PDC Shop | Inhouse-Instruments | 6 MONTH | 2026-02-03 | 2026-08-03 | OK |  |  |  | Gowri | MSIL | Automotive
1457 | Service | DDI008 | DIGITALDIAL INDICATOR | 0.010mm | * | * | NA | DIGITAL DISPLAY | PDC | PDC | PDC DIE CASTING | PDC Shop | Inhouse-Instruments | 6 MONTH | 2026-02-03 | 2026-08-03 | OK |  |  |  | Gowri | MSIL | Automotive
1458 | Service | DDI009 | DIGITALDIAL INDICATOR | 0.010mm | S/N1907180707-0.01 | INSIZE |  | DIGITAL DAIL | PDC | PDC | PDC DIE CASTING | PDC Shop | Inhouse-Instruments | 6 MONTH | 2026-02-03 | 2026-08-03 | OK |  |  |  | Gowri | MSIL | Automotive
1459 | Service | DDI011 | DIGITALDIAL INDICATOR | 0.010mm | S/N0407180371-0.01 | INSIZE |  | DIGITAL DAIL | YNC | YNC | PDC DIE CASTING | PDC Shop | Inhouse-Instruments | 6 MONTH | 2026-02-03 | 2026-08-03 | OK |  |  |  | Gowri | MSIL | Automotive
1460 | Service | DDI012 | DIGITALDIAL INDICATOR | 0.010mm | S/N0407180370-0.01 | INSIZE |  | DIGITAL DAIL | YNC CP | YNC CP | PDC DIE CASTING | PDC Shop | Inhouse-Instruments | 6 MONTH | 2026-02-03 | 2026-08-03 | OK |  |  |  | Gowri | MSIL | Automotive
1461 | Service | DDI013 | DIGITALDIAL INDICATOR | 0.010mm | S/N1907180690-0.01 | INSIZE |  | DIGITAL DAIL | YNC CP | YNC CP | PDC DIE CASTING | PDC Shop | Inhouse-Instruments | 6 MONTH | 2026-02-03 | 2026-08-03 | OK |  |  |  | Gowri | MSIL | Automotive
1462 | Service | DDI014 | DIGITALDIAL INDICATOR | 0.010mm | S/N0407180379-0.01 | INSIZE |  | DIGITAL DAIL | YNC CP | YNC CP | PDC DIE CASTING | PDC Shop | Inhouse-Instruments | 6 MONTH | 2026-02-03 | 2026-08-03 | OK |  |  |  | Gowri | MSIL | Automotive
1463 | Service | DDI015 | DIGITALDIAL INDICATOR | 0.010mm | S/N1907180688-0.01 | INSIZE |  | DIGITAL DAIL | PDC | PDC | PDC DIE CASTING | PDC Shop | Inhouse-Instruments | 6 MONTH | 2026-02-03 | 2026-08-03 | OK |  |  |  | Gowri | MSIL | Automotive
1464 | Service | DDI016 | DIGITALDIAL INDICATOR | 0.010mm | S/N0407180389-0.01 | INSIZE |  | DIGITAL DAIL | K15 | K15 | PDC DIE CASTING | PDC Shop | Inhouse-Instruments | 6 MONTH | 2026-02-03 | 2026-08-03 | OK |  |  |  | Gowri | MSIL | Automotive
1465 | Service | DDI017 | DIGITALDIAL INDICATOR | 0.010mm | S/N07008180316-0.01 | INSIZE |  | DIGITAL DAIL | PDC | PDC | PDC DIE CASTING | PDC Shop | Inhouse-Instruments | 6 MONTH | 2026-02-03 | 2026-08-03 | OK |  |  |  | Gowri | MSIL | Automotive
1466 | Service | DDI018 | DIGITALDIAL INDICATOR | 0.010mm | S/N1804160356 | INSIZE |  | DIGITAL DAIL | OP1010 | OP1010 | PDC DIE CASTING | PDC Shop | Inhouse-Instruments | 6 MONTH | 2026-02-03 | 2026-08-03 | OK |  |  |  | Gowri | MSIL | Automotive
1467 | Service | DDI019 | DIGITALDIAL INDICATOR | 0.010mm | S/N0407180398-0.01 | INSIZE |  | DIGITAL DAIL | OP1010 | OP1010 | PDC DIE CASTING | PDC Shop | Inhouse-Instruments | 6 MONTH | 2026-02-03 | 2026-08-03 | OK |  |  |  | Gowri | MSIL | Automotive
1468 | Service | DDI020 | DIGITALDIAL INDICATOR | 0.010mm | S/N2510180146-0.01 | INSIZE |  | DIGITAL DAIL | K15 | K15 | PDC DIE CASTING | PDC Shop | Inhouse-Instruments | 6 MONTH | 2026-02-03 | 2026-08-03 | OK |  |  |  | Gowri | MSIL | Automotive
1469 | Service | DDI021 | DIGITALDIAL INDICATOR | 0.010mm | S/N1804160364-0.01 | INSIZE |  | DIGITAL DAIL | K15 | K15 | PDC DIE CASTING | PDC Shop | Inhouse-Instruments | 6 MONTH | 2026-02-03 | 2026-08-03 | OK |  |  |  | Gowri | MSIL | Automotive
1470 | Service | DDI022 | DIGITALDIAL INDICATOR | 0.010mm | S/N1804160327-0.01 | INSIZE |  | DIGITAL DAIL | OP1010 | OP1010 | PDC DIE CASTING | PDC Shop | Inhouse-Instruments | 6 MONTH | 2026-02-03 | 2026-08-03 | OK |  |  |  | Gowri | MSIL | Automotive
1471 | Service | DDI023 | DIGITALDIAL INDICATOR | 0.010mm | S/N1804160330-0.01 | INSIZE |  | DIGITAL DAIL | K15 | K15 | PDC DIE CASTING | PDC Shop | Inhouse-Instruments | 6 MONTH | 2026-02-03 | 2026-08-03 | OK |  |  |  | Gowri | MSIL | Automotive
1472 | Service | DDI024 | DIGITALDIAL INDICATOR | 0.010mm | S/N0709180177-0.01 | INSIZE |  | DIGITAL DAIL | OP1010 | OP1010 | PDC DIE CASTING | PDC Shop | Inhouse-Instruments | 6 MONTH | 2026-02-03 | 2026-08-03 | OK |  |  |  | Gowri | MSIL | Automotive
1473 | Service | DDI025 | DIGITALDIAL INDICATOR | 0.010mm | S/N25101801330.01 | INSIZE |  | DIGITAL DAIL | YNC CP | YNC CP | PDC DIE CASTING | PDC Shop | Inhouse-Instruments | 6 MONTH | 2026-02-03 | 2026-08-03 | OK |  |  |  | Gowri | MSIL | Automotive
1474 | Service | DDI026 | DIGITALDIAL INDICATOR | 0.010mm | S/N0407180386-0.01 | INSIZE |  | DIGITAL DAIL | Z12E | Z12E | PDC DIE CASTING | PDC Shop | Inhouse-Instruments | 6 MONTH | 2026-02-03 | 2026-08-03 | OK |  |  |  | Gowri | MSIL | Automotive
1475 | Service | DDI027 | DIGITALDIAL INDICATOR | 0.010mm | S/N0407180360-0.01 | INSIZE |  | DIGITAL DAIL | PDC | PDC | PDC DIE CASTING | PDC Shop | Inhouse-Instruments | 6 MONTH | 2026-02-03 | 2026-08-03 | OK |  |  |  | Gowri | MSIL | Automotive
1476 | Service | DDI028 | DIGITALDIAL INDICATOR | 0.010mm | S/N0708180338-0.01 | INSIZE |  | DIGITAL DAIL | PDC | PDC | PDC DIE CASTING | PDC Shop | Inhouse-Instruments | 6 MONTH | 2026-02-03 | 2026-08-03 | OK |  |  |  | Gowri | MSIL | Automotive
1477 | Service | DDI029 | DIGITALDIAL INDICATOR | 0.010mm | S/N0407180394-0.01 | INSIZE |  | DIGITAL DAIL | PDC | PDC | PDC DIE CASTING | PDC Shop | Inhouse-Instruments | 6 MONTH | 2026-02-03 | 2026-08-03 | OK |  |  |  | Gowri | MSIL | Automotive
1478 | Service | DDI030 | DIGITALDIAL INDICATOR | 0.010mm | S/N1907180695-0.01 | INSIZE |  | DIGITAL DAIL | PDC | PDC | PDC DIE CASTING | PDC Shop | Inhouse-Instruments | 6 MONTH | 2026-02-03 | 2026-08-03 | OK |  |  |  | Gowri | MSIL | Automotive
1479 | Service | DDI031 | DIGITALDIAL INDICATOR | 0.010~12.700 mm | 13029043-0.01 | MITUTOYO |  | DIGITAL DAIL | OP899 | OP899 | M/C SHOP | M&M Plant | Inhouse-Instruments | 6 MONTH | 2025-11-12 | 2026-05-12 | OVER DUE |  |  |  | Pavi | M&M | Automotive
1480 | Active | DDI033 | DIGITALDIAL INDICATOR | 0.010~1.000 mm | 0.01MM | MITUTOYO |  | ANALOG | IFC895M1 | IFC895M1 | ASSY-01 | M&M Plant | Inhouse-Instruments | 6 MONTH | 2026-01-28 | 2026-07-28 | OK |  |  |  | Pavi | M&M | Automotive
1481 | Service | DDI034 | DIGITALDIAL INDICATOR | 0.010mm | S/N13029043-0.01 | MITUTOYO |  | DIGITAL DAIL | OP887 | OP887 | M/C SHOP | M&M Plant | Inhouse-Instruments | 6 MONTH | 2026-02-03 | 2026-08-03 | OK |  |  |  | Pavi | M&M | Automotive
1482 | Service | DDI035 | DIGITALDIAL INDICATOR | 0.010mm | * | * | NA | attribute | Z12E | Z12E | PDC DIE CASTING STATION 2 | PDC Shop | Inhouse-Instruments | 6 MONTH | 2026-02-03 | 2026-08-03 | OK |  |  |  | Gowri | MSIL | Automotive
1483 | Service | DDI036 | DIGITALDIAL INDICATOR | 0.010mm | * | * | NA | attribute | PDC | PDC | PDC DIE CASTING | PDC Shop | Inhouse-Instruments | 6 MONTH | 2026-02-03 | 2026-08-03 | OK |  |  |  | Gowri | MSIL | Automotive
1484 | Active | DDI037 | DIGITALDIAL INDICATOR | 0.010mm | * | * | NA | DIGITAL DAIL | SQA | SQA | SQA | SQA | Inhouse-Instruments | 6 MONTH | 2026-01-07 | 2026-07-07 | OK |  |  |  | Pavi |  | Automotive
1485 | Service | DDI038 | DIGITALDIAL INDICATOR | 0.001 mm | * | BAKER |  | DIGITAL DAIL | Daikin | Daikin | M/C SHOP | Daikin | Inhouse-Instruments | 6 MONTH | 2026-01-07 | 2026-07-07 | OK |  |  |  | Pavi | Daikin | Automotive
1486 | Service | DDI039 | DIGITALDIAL INDICATOR | 0.010mm | INSIZE | INSIZE |  | Digital | OP1010 | OP1010 | PDC DIE CASTING | PDC Shop | Inhouse-Instruments | 6 MONTH | 2026-02-03 | 2026-08-03 | OK |  |  |  | Gowri | MSIL | Automotive
1487 | Service | DDI040 | DIGITALDIAL INDICATOR | 0.010mm | INSIZE | INSIZE |  | Digital | K15 | K15 | PDC DIE CASTING | PDC Shop | Inhouse-Instruments | 6 MONTH | 2026-02-03 | 2026-08-03 | OK |  |  |  | Gowri | MSIL | Automotive
1488 | Service | DDI041 | DIGITALDIAL INDICATOR | 0.010mm | INSIZE | INSIZE |  | DIGITAL DAIL | Z12E | Z12E | PDC DIE CASTING | PDC Shop | Inhouse-Instruments | 6 MONTH | 2026-02-03 | 2026-08-03 | OK |  |  |  | Gowri | MSIL | Automotive
1489 | Service | DDI042 | DIGITALDIAL INDICATOR | 0.010mm | INSIZE | INSIZE |  | Digital | K15 | K15 | PDC DIE CASTING | PDC Shop | Inhouse-Instruments | 6 MONTH | 2026-02-03 | 2026-08-03 | OK |  |  |  | Gowri | MSIL | Automotive
1490 | Service | DDI043 | DIGITALDIAL INDICATOR | 0.010mm | INSIZE | INSIZE |  | Digital | K15 | K15 | PDC DIE CASTING | PDC Shop | Inhouse-Instruments | 6 MONTH | 2026-02-03 | 2026-08-03 | OK |  |  |  | Gowri | MSIL | Automotive
1491 | Service | DDI044 | DIGITALDIAL INDICATOR | 0.010mm | INSIZE | INSIZE |  | Digital | OP1006 | OP1006 | M/C SHOP | M&M Plant | Inhouse-Instruments | 6 MONTH | 2026-02-03 | 2026-08-03 | OK |  |  |  | Pavi | M&M | Automotive
1492 | Service | DDI046 | DIGITALDIAL INDICATOR | 0.010mm | INSIZE | INSIZE |  | Digital | K15 | K15 | * | PDC Shop | Inhouse-Instruments | 6 MONTH | 2025-12-05 | 2026-06-05 | OK |  |  |  | Gowri | MSIL | Automotive
1493 | Service | DDI047 | DIGITALDIAL INDICATOR | 0.010mm | INSIZE | INSIZE |  | Digital | K15 | K15 | * | PDC Shop | Inhouse-Instruments | 6 MONTH | 2025-12-05 | 2026-06-05 | OK |  |  |  | Gowri | MSIL | Automotive
1494 | Service | DDI048 | DIGITALDIAL INDICATOR | 0.010mm | INSIZE | INSIZE |  | Digital | K15 | K15 | * | PDC Shop | Inhouse-Instruments | 6 MONTH | 2025-12-05 | 2026-06-05 | OK |  |  |  | Gowri | MSIL | Automotive
1495 | Service | DDI049 | DIGITALDIAL INDICATOR | 0.010mm | INSIZE | INSIZE |  | Digital | Z12E | Z12E | PDC DIE CASTING | PDC Shop | Inhouse-Instruments | 6 MONTH | 2025-12-05 | 2026-06-05 | OK |  |  |  | Gowri | MSIL | Automotive
1496 | Service | DDI050 | DIGITALDIAL INDICATOR | 0.010mm | INSIZE | INSIZE |  | Digital | Z12E | Z12E | PDC DIE CASTING | PDC Shop | Inhouse-Instruments | 6 MONTH | 2025-12-05 | 2026-06-05 | OK |  |  |  | Gowri | MSIL | Automotive
1497 | Service | DDI051 | DIGITALDIAL INDICATOR | 0.010mm | INSIZE | INSIZE |  | Digital | Z12E | Z12E | PDC DIE CASTING | PDC Shop | Inhouse-Instruments | 6 MONTH | 2025-12-05 | 2026-06-05 | OK |  |  |  | Gowri | MSIL | Automotive
1498 | Service | DDI052 | DIGITALDIAL INDICATOR | 0.010mm | INSIZE | INSIZE |  | Digital | Z12E CP | Z12E CP | PDC DIE CASTING | PDC Shop | Inhouse-Instruments | 6 MONTH | 2025-12-05 | 2026-06-05 | OK |  |  |  | Gowri | MSIL | Automotive
1499 | Service | DDI053 | DIGITALDIAL INDICATOR | 0.010mm | INSIZE | INSIZE |  | Digital | Z12E CP | Z12E CP | PDC DIE CASTING | PDC Shop | Inhouse-Instruments | 6 MONTH | 2025-12-05 | 2026-06-05 | OK |  |  |  | Gowri | MSIL | Automotive
1500 | Service | DDI054 | DIGITALDIAL INDICATOR | 0.010mm | INSIZE | INSIZE |  | Digital | Z12E CP | Z12E CP | PDC DIE CASTING | PDC Shop | Inhouse-Instruments | 6 MONTH | 2025-12-05 | 2026-06-05 | OK |  |  |  | Gowri | MSIL | Automotive
1501 | Service | DDI055 | DIGITALDIAL INDICATOR | 0.010mm | INSIZE | INSIZE |  | Digital | Z12E CP | Z12E CP | PDC DIE CASTING | PDC Shop | Inhouse-Instruments | 6 MONTH | 2025-12-05 | 2026-06-05 | OK |  |  |  | Gowri | MSIL | Automotive
1502 | Service | DDI056 | DIGITALDIAL INDICATOR | 0.010mm | INSIZE | INSIZE |  | Digital | Z12E CP | Z12E CP | PDC DIE CASTING | PDC Shop | Inhouse-Instruments | 6 MONTH | 2025-12-05 | 2026-06-05 | OK |  |  |  | Gowri | MSIL | Automotive
1503 | Service | DDI057 | DIGITALDIAL INDICATOR | 0.010mm | INSIZE | INSIZE |  | Digital | Z12E CP | Z12E CP | PDC DIE CASTING | PDC Shop | Inhouse-Instruments | 6 MONTH | 2025-12-05 | 2026-06-05 | OK |  |  |  | Gowri | MSIL | Automotive
1504 | Service | DDI058 | DIGITALDIAL INDICATOR | 0.010mm | INSIZE | INSIZE |  | Digital | Z12E | Z12E | PDC DIE CASTING STATION 2 | PDC Shop | Inhouse-Instruments | 6 MONTH | 2025-12-05 | 2026-06-05 | OK |  |  |  | Gowri | MSIL | Automotive
1505 | Service | DDI059 | DIGITALDIAL INDICATOR | 0.010mm | INSIZE | INSIZE |  | Digital | Z12E | Z12E | PDC DIE CASTING STATION 2 | PDC Shop | Inhouse-Instruments | 6 MONTH | 2025-12-05 | 2026-06-05 | OK |  |  |  | Gowri | MSIL | Automotive
1506 | Service | DDI060 | DIGITALDIAL INDICATOR | 0.010mm | INSIZE | INSIZE |  | Digital | Z12E | Z12E | PDC DIE CASTING STATION 2 | PDC Shop | Inhouse-Instruments | 6 MONTH | 2025-12-05 | 2026-06-05 | OK |  |  |  | Gowri | MSIL | Automotive
1507 | Service | DDI061 | DIGITALDIAL INDICATOR | 0.010mm | INSIZE | INSIZE |  | Digital | Z12E | Z12E | PDC DIE CASTING STATION 2 | PDC Shop | Inhouse-Instruments | 6 MONTH | 2025-12-05 | 2026-06-05 | OK |  |  |  | Gowri | MSIL | Automotive
1508 | Service | DDI062 | DIGITALDIAL INDICATOR | 0.010mm | INSIZE | INSIZE |  | Digital | Z12E | Z12E | PDC DIE CASTING STATION 2 | PDC Shop | Inhouse-Instruments | 6 MONTH | 2025-12-05 | 2026-06-05 | OK |  |  |  | Gowri | MSIL | Automotive
1509 | Service | DDI063 | DIGITALDIAL INDICATOR | 0.010mm | INSIZE | INSIZE |  | Digital | Z12E | Z12E | PDC DIE CASTING STATION 2 | PDC Shop | Inhouse-Instruments | 6 MONTH | 2025-12-05 | 2026-06-05 | OK |  |  |  | Gowri | MSIL | Automotive
1510 | Service | DDI064 | DIGITALDIAL INDICATOR | 0.010mm | INSIZE | INSIZE |  | Digital | Z12E | Z12E | PDC DIE CASTING STATION 2 | PDC Shop | Inhouse-Instruments | 6 MONTH | 2025-12-05 | 2026-06-05 | OK |  |  |  | Gowri | MSIL | Automotive
1511 | Service | DDI065 | DIGITALDIAL INDICATOR | 0.010mm | INSIZE | INSIZE |  | Digital | Z12E | Z12E | PDC DIE CASTING STATION 2 | PDC Shop | Inhouse-Instruments | 6 MONTH | 2025-12-05 | 2026-06-05 | OK |  |  |  | Gowri | MSIL | Automotive
1512 | Service | DDI067 | DIGITALDIAL INDICATOR | 0.010mm | YUZUKI | YUZUKI |  | Digital | WPA970 | WP970 | ASSY | MSIL Plant | Inhouse-Instruments | 6 MONTH | 2026-03-01 | 2026-09-01 | OK |  |  |  | Gowri | TML | Automotive
1513 | Service | DDI069 | DIGITALDIAL INDICATOR | 0.010mm | YUZUKI | YUZUKI |  | Digital | IFC895M1 | IFC895M1 | ASSY-01 | M&M Plant | Inhouse-Instruments | 6 MONTH | 2026-03-01 | 2026-09-01 | OK |  |  |  | Pavi | M&M | Automotive
1514 | Service | DDI070 | DIGITALDIAL INDICATOR | 0.010mm | YUZUKI | YUZUKI |  | Digital | WPA1012 | WP1012 | ASSY-01 | M&M Plant | Inhouse-Instruments | 6 MONTH | 2026-03-06 | 2026-09-06 | OK |  |  |  | Pavi | M&M | Automotive
1515 | Active | DDI071 | DIGITALDIAL INDICATOR | 0.010mm | YUZUKI | YUZUKI |  | Digital | * | * | ASSY-01 | M&M Plant | Inhouse-Instruments | 6 MONTH | 2026-03-06 | 2026-09-06 | OK |  |  |  | Pavi | M&M | Automotive
1516 | Active | DDI074 | DIGITALDIAL INDICATOR | 0.010mm | 0.01MM | YUZUKI |  | Digital | WPA772 | WPA772 | SQA Inspection | SQA | Inhouse-Instruments | 6 MONTH | 2025-12-06 | 2026-06-06 | OK |  |  |  | Pavi | M&M | Automotive
1517 | Service | DI001 | DIAL INDICATOR | 0.001~1.000 mm | 0.001MM | MITUTOYO |  | ANALOG | OP989 | OP989 | ASSY-01 | M&M Plant | Inhouse-Instruments | 3 MONTH | 2026-05-12 | 2026-08-12 | OK |  | 2024-03-12 |  | Pavi | M&M | Automotive
1518 | Service | DI003 | DIAL INDICATOR | 0.010 ~10.000 mm | 0.01MM | MITUTOYO |  |  | OP854 | OP854 | M/C SHOP | MSIL Plant | Inhouse-Instruments | 6 MONTH | 2026-01-12 | 2026-07-12 | OK |  | 2023-01-12 | Pavi | Pavi | TML | Automotive
1519 | Service | DI004 | DIAL INDICATOR | 0.010 ~10.000 mm | 20465-0.01MM/ANALOG | MITUTOYO |  |  | OP978 | OP978 | M/C SHOP | MSIL Plant | Inhouse-Instruments | 6 MONTH | 2025-11-11 | 2026-05-11 | OVER DUE |  | 2023-05-11 | Pavi | Pavi | TML | Automotive
1520 | Service | DI011/02 | DIAL INDICATOR | 0.010~0.800 mm | 0.01MM | MITUTOYO |  | ANALOG | COMMON | COMMON | RECEIVING INS | SQA | Inhouse-Instruments | 6 MONTH | 2025-12-28 | 2026-06-28 | OK |  | 2023-06-28 | Pavi | Pavi |  | Automotive
1521 | Service | DI011/03 | DIAL INDICATOR | 0.010~0.500mm | 0.01MM | MITUTOYO |  | ANALOG | * | * | STD ROOM | SQA | Inhouse-Instruments | 6 MONTH | 2025-12-24 | 2026-06-24 | OK |  | 2023-12-24 | Pavi | Pavi |  | Automotive
1522 | Service | DI206 | DIAL INDICATOR | 0.010 ~10.000 mm | 0.01MM | MITUTOYO |  | ANALOG | OP854 | OP854 | ASSY01 | MSIL Plant | Inhouse-Instruments | 6 MONTH | 2025-11-23 | 2026-05-23 | OK |  | 2023-11-23 | Pavi | Pavi | MSIL | Automotive
1523 | Service | DI209 | DIAL INDICATOR | 0.010 ~10.000 mm | 0.01MM | MITUTOYO |  | ANALOG | WPA939 | WP939 | ASSY LINE II | M&M Plant | Inhouse-Instruments | 6 MONTH | 2026-02-19 | 2026-08-19 | OK |  | 2024-08-19 | Pavi | Pavi | M&M | Automotive
1524 | Service | DI228 | DIAL INDICATOR | 0.010 ~10.000 mm | J158-3-0.01MM | MITUTOYO |  |  | WPA890/772 | WPA890/772 | ASSY LINE I | M&M Plant | Inhouse-Instruments | 6 MONTH | 2025-11-12 | 2026-05-12 | OVER DUE |  | 2023-05-12 | PAVI | Pavi | M&M | Automotive
1525 | Service | DI241 | DIAL INDICATOR | 0.010 ~10.000 mm | 0.01MM | MITUTOYO |  | VISUAL INSPE CTION | OP978 | OP978 | ASSY LINE I | MSIL Plant | Inhouse-Instruments | 6 MONTH | 2026-03-09 | 2026-09-09 | OK |  | 2023-09-09 | PAVI | Pavi | TML | Automotive
1526 | Service | DI246 | DIAL INDICATOR | 0.001~1.000 mm | 0.001MM/ANALOG | MITUTOYO |  |  | OP772 | OP772 |  | M&M Plant | Inhouse-Instruments | 3 MONTH | 2026-02-12 | 2026-05-12 | OVER DUE |  | 2024-02-12 | Pavi | Pavi | M&M | Automotive
1527 | Service | DI250 | DIAL INDICATOR | 0.001~1.000 mm | 2109S-10-0.001MM | MITUTOYO |  |  | OP761 | OP761 | ASSY01 | MSIL Plant | Inhouse-Instruments | 3 MONTH | 2026-02-11 | 2026-05-11 | OVER DUE |  | 2024-05-11 | Pavi | Pavi | TML | Automotive
1528 | Active | DI250/02 | DIAL INDICATOR | 0.001~1.000 mm | 0.001MM | MITUTOYO |  | ANALOG | OP887 | OP887 | ASSY-01 | M&M Plant | Inhouse-Instruments | 3 MONTH | 2026-02-11 | 2026-05-11 | OVER DUE |  | 2023-11-11 | Pavi | Pavi | M&M | Automotive
1529 | Service | DI252 | DIAL INDICATOR | 0.001~1.000 mm | J17A-0.001MM | BAKER |  |  | OP85M | OP85M | M/C SHOP | MSIL Plant | Inhouse-Instruments | 3 MONTH | 2026-03-07 | 2026-06-07 | OK |  | 2024-06-07 | PAVI | Pavi | MSIL | Automotive
1530 | Active | DI291/02 | DIAL INDICATOR | 0.001~1.000 mm | 0.001MM | MITUTOYO |  | ANALOG | OP887 | OP887 | M/C SHOP | M&M Plant | Inhouse-Instruments | 3 MONTH | 2026-03-24 | 2026-06-24 | OK |  | 2023-03-24 | PAVI | Pavi | M&M | Automotive
1531 | Service | DI292 | DIAL INDICATOR | 0.010 ~10.000 mm | 20465-0.01MM/ANALOG | MITUTOYO |  |  | WPA887 | WPA887 | M/C SHOP | M&M Plant | Inhouse-Instruments | 6 MONTH | 2026-02-21 | 2026-08-21 | OK |  | 2024-08-21 | PAVI | Pavi | M&M | Automotive
1532 | Active | DI294 | DIAL INDICATOR | 0.001~1.000 mm | /0.001MM | MITUTOYO |  | BDG011 | WPA939 | WP939 | ASSY-01 | M&M Plant | Inhouse-Instruments | 3 MONTH | 2026-03-19 | 2026-06-19 | OK |  | 2023-12-19 | PAVI | Pavi | M&M | Automotive
1533 | Active | DI300 | DIAL INDICATOR | 0.010 ~10.000 mm | LCU506N/0.01MM | MITUTOYO |  | ANALOG | OP1010 | OP1010 | ASSY-01 | MSIL Plant | Inhouse-Instruments | 6 MONTH | 2026-03-06 | 2026-09-06 | OK |  | 2024-09-06 | PAVI | Pavi | MSIL | Automotive
1534 | Service | DI301 | DIAL INDICATOR | 0.010 ~10.000 mm | 0.01MM | MITUTOYO |  |  | OP856 | OP856 | ASSY LINE II | MSIL Plant | Inhouse-Instruments | 6 MONTH | 2025-12-13 | 2026-06-13 | OK |  | 2024-12-13 | PAVI | Pavi | MSIL | Automotive
1535 | Active | DI306 | DIAL INDICATOR | 0.010 ~10.000 mm | 0.01MM | MITUTOYO |  | ANALOG | OP1010 | OP1010 | ASSY | MSIL Plant | Inhouse-Instruments | 6 MONTH | 2026-01-26 | 2026-07-26 | OK |  | 2024-07-26 | PAVI | Pavi | MSIL | Automotive
1536 | Service | DI308 | DIAL INDICATOR | 0.010 ~10.000 mm | 0.01MM | MITUTOYO |  | ANALOG | WPA427 | WPA427 | ASSY LINE I | MSIL Plant | Inhouse-Instruments | 6 MONTH | 2026-02-20 | 2026-08-20 | OK |  | 2024-08-20 | PAVI | Pavi | TML | Automotive
1537 | Service | DI309 | DIAL INDICATOR | 0.010 ~10.000 mm | NYH772-0.01MM/ANALOG | MITUTOYO |  |  | OP491 | OP491 | ASSY LINE II | MSIL Plant | Inhouse-Instruments | 6 MONTH | 2026-02-20 | 2026-08-20 | OK |  | 2024-08-20 | PAVI | Pavi | MSIL | Automotive
1538 | Service | DI322 | DIAL INDICATOR | 0.010 ~10.000 mm | 0.01MM/ANALOG | MITUTOYO |  |  | WPA939 | WPA939 | M/C SHOP | M&M Plant | Inhouse-Instruments | 6 MONTH | 2025-11-14 | 2026-05-14 | OVER DUE |  | 2023-11-14 | Pavi | Pavi | M&M FARM | Automotive
1539 | Service | DI325 | DIAL INDICATOR | 0.010 ~10.000 mm | 0.01MM | MITUTOYO |  | HG086/01 | WPA827 | WPA827 | ASSY | MSIL Plant | Inhouse-Instruments | 6 MONTH | 2025-12-14 | 2026-06-14 | OK |  | 2023-12-14 | PAVI | Pavi | MSIL | Automotive
1540 | Service | DI329 | DIAL INDICATOR | 0.010 ~10.000 mm | 0.01MM | MITUTOYO |  | IFC895CLNA01 | WPA114 | WP114 | ASSY LINE I | MSIL Plant | Inhouse-Instruments | 6 MONTH | 2026-02-23 | 2026-08-23 | OK |  | 2023-02-23 | Pavi | Pavi | MSIL | Automotive
1541 | Active | DI330 | DIAL INDICATOR | 0.010 ~10.000 mm | MBG248/0.01MM | MITUTOYO |  | ANALOG | OP1010 | OP1010 | ASSY-01 | MSIL Plant | Inhouse-Instruments | 6 MONTH | 2026-01-21 | 2026-07-21 | OK |  | 2023-07-21 | Pavi | Pavi | MSIL | Automotive
1542 | Service | DI333 | DIAL INDICATOR | 0.010 ~10.000 mm | 0.001MM/ANALOG | MITUTOYO |  |  | OP906 | OP906 | ASSY-01 | MSIL Plant | Inhouse-Instruments | 3 MONTH | 2026-05-09 | 2026-08-09 | OK |  | 2024-02-09 | Pavi | Pavi | MSIL | Automotive
1543 | Service | DI339 | DIAL INDICATOR | 0.010 ~10.000 mm | 0.01MM | MITUTOYO |  | ANALOG | FRONT HEAD | FRONT HEAD | M/C SHOP | DAIKIN | Inhouse-Instruments | 6 MONTH | 2026-02-22 | 2026-08-22 | OK |  | 2023-08-22 | PAVI | Pavi | DAIKIN | Automotive
1544 | Service | DI341 | DIAL INDICATOR | 0.010 ~10.000 mm | 0.01MM | MITUTOYO |  |  | OP959 | OP959 | M/C SHOP | MSIL Plant | Inhouse-Instruments | 6 MONTH | 2026-03-11 | 2026-09-11 | OK |  | 2023-09-11 | Pavi | Pavi | MSIL | Automotive
1545 | Service | DI343 | DIAL INDICATOR | 0.001~1.000 mm | HPD902-0.001MM | MITUTOYO/2109S-10 |  | BDG023 | OP965 | OP965 | M/C SHOP | MSIL Plant | Inhouse-Instruments | 3 MONTH | 2026-02-12 | 2026-05-12 | OVER DUE |  | 2024-05-12 | Pavi | Pavi | MSIL | Automotive
1546 | Service | DI344 | DIAL INDICATOR | 0.010 ~10.000 mm | 0.01MM | MITUTOYO |  |  | OP 903 | OP 903 | PDC DIE CASTING | MSIL Plant | Inhouse-Instruments | 6 MONTH | 2026-02-20 | 2026-08-20 | OK |  | 2024-08-20 | Pavi | Pavi | MSIL | Automotive
1547 | Active | DI345 | DIAL INDICATOR | 0.010 ~10.000 mm | 0.01MM | MITUTOYO |  | ANALOG | WPA970 | WP970 | ASSY LINE I | MSIL Plant | Inhouse-Instruments | 6 MONTH | 2026-03-03 | 2026-09-03 | OK |  | 2025-03-03 | Pavi | Pavi | TML | Automotive
1548 | Service | DI350 | DIAL INDICATOR | 0.010 ~10.000 mm | 0.01MM | MITUTOYO |  | ANALOG | WPA977 | WP977 | ASSY-01 | M&M Plant | Inhouse-Instruments | 6 MONTH | 2026-02-22 | 2026-08-22 | OK |  | 2023-08-22 | Pavi | Pavi | M&M | Automotive
1549 | Service | DI352 | DIAL INDICATOR | 0.010 ~10.000 mm | 0.01MM | MITUTOYO |  |  | WPA895 | WPA895 | ASSY LINE I | M&M Plant | Inhouse-Instruments | 6 MONTH | 2026-01-15 | 2026-07-15 | OK |  | 2023-07-15 | PAVI | Pavi | M&M | Automotive
1550 | Service | DI355 | DIAL INDICATOR | 0.010 ~10.000 mm | 0.01MM | MITUTOYO |  |  | IFC794M | IFC794M | ASSY01 | MSIL Plant | Inhouse-Instruments | 6 MONTH | 2026-01-21 | 2026-07-21 | OK |  | 2023-07-21 | PAVI | Pavi | TML | Automotive
1551 | Service | DI356 | DIAL INDICATOR | 0.010 ~10.000 mm | 0.01MM | MITUTOYO |  |  | OP877 | OP877 | ASSY LINE I | MSIL Plant | Inhouse-Instruments | 6 MONTH | 2026-02-20 | 2026-08-20 | OK |  | 2023-02-20 | PAVI | Pavi | MSIL | Automotive
1552 | Service | DI358 | DIAL INDICATOR | 0.010 ~10.000 mm | 0.01MM | MITUTOYO |  |  | WPA853S | WPA853S | ASSY LINE I | Ford | Inhouse-Instruments | 6 MONTH | 2026-02-20 | 2026-08-20 | OK |  | 2023-08-20 | PAVI | Pavi | Ford | Automotive
1553 | Service | DI361 | DIAL INDICATOR | 0.010 ~10.000 mm | 0.01MM | MITUTOYO |  |  | FP89 | FP89 | M/C SHOP | Fuel Pump | Inhouse-Instruments | 6 MONTH | 2026-01-23 | 2026-07-23 | OK |  | 2025-01-23 | PAVI | Pavi | Fuel Pump | Automotive
1554 | Active | DI363 | DIAL INDICATOR | 0.010 ~10.000 mm | 0.01MM | MITUTOYO |  | ANALOG | OP959 | OP959 | M/C SHOP | MSIL Plant | Inhouse-Instruments | 6 MONTH | 2026-03-13 | 2026-09-13 | OK |  | 2023-09-13 | PAVI | Pavi | MSIL | Automotive
1555 | Active | DI365 | DIAL INDICATOR | 0.010 ~10.000 mm | 0.01MM | BAKER |  | ANALOG | WPA970 | WP970 | WP970 | MSIL Plant | Inhouse-Instruments | 6 MONTH | 2026-03-02 | 2026-09-02 | OK |  | 2023-03-02 | Pavi | Pavi | MSIL | Automotive
1556 | Service | DI369 | DIAL INDICATOR | 0.010 ~10.000 mm | NYH772-0.01MM | MITUTOYO |  | 2046S/ANALOG | WPA772 | WP772 | ASSY | M&M Plant | Inhouse-Instruments | 6 MONTH | 2026-02-01 | 2026-08-01 | OK |  | 2023-08-01 | Pavi | Pavi | M&M | Automotive
1557 | Active | DI370 | DIAL INDICATOR | 0.010 ~10.000 mm | 0.01MM | MITUTOYO |  | ANALOG | WPA850 | WP850 | ASSY | MSIL Plant | Inhouse-Instruments | 6 MONTH | 2026-03-23 | 2026-09-23 | OK |  | 2022-03-23 | Pavi | Pavi | MSIL | Automotive
1558 | Service | DI374 | DIAL INDICATOR | 0.010 ~10.000 mm | 0.01MM | MITUTOYO |  | ANALOG | WPA772 M3 | WP772 M3 | ASSY LINE II | M&M Plant | Inhouse-Instruments | 6 MONTH | 2026-01-23 | 2026-07-23 | OK |  | 2018-01-23 | PAVI | Pavi | M&M | Automotive
1559 | Service | DI375 | DIAL INDICATOR | 0.010 ~10.000 mm | NYH788-0.01MM | MITUTOYO |  |  | OP491 | OP491 | ASSY LINE I | MSIL Plant | Inhouse-Instruments | 6 MONTH | 2026-02-01 | 2026-08-01 | OK |  | 2023-02-01 | PAVI | Pavi | MSIL | Automotive
1560 | Service | DI379 | DIAL INDICATOR | 0.010 ~10.000 mm | 0.01MM | MITUTOYO |  |  | WPA938M1 | WPA938M1 | ASSY LINE I | M&M Plant | Inhouse-Instruments | 6 MONTH | 2026-01-26 | 2026-07-26 | OK |  | 2023-01-26 | PAVI | Pavi | M&M | Automotive
1561 | Service | DI381 | DIAL INDICATOR | 0.001~1.000 mm | 0.001MM | MITUTOYO |  |  | OP906 | OP906 | ASSY LINE I | MSIL Plant | Inhouse-Instruments | 3 MONTH | 2026-04-23 | 2026-07-23 | OK |  | 2025-07-23 | PAVI | Pavi | TML | Automotive
1562 | Service | DI382 | DIAL INDICATOR | 0.001~1.000 mm | 0.01MM | MITUTOYO/2109S-10 |  | BDG039 | OP491 | OP491 | ASSY | MSIL Plant | Inhouse-Instruments | 3 MONTH | 2026-03-07 | 2026-06-07 | OK |  | 2025-06-07 | Pavi | Pavi | MSIL | Automotive
1563 | Active | DI383 | DIAL INDICATOR | 0.010 ~10.000 mm | 0.01MM/ANALOG | MITUTOYO |  | ANALOG | OP990 | OP990 | ASSY LINE I | M&M Plant | Inhouse-Instruments | 6 MONTH | 2026-03-07 | 2026-09-07 | OK |  | 2025-03-07 | Pavi | Pavi | M&M | Automotive
1564 | Active | DI388 | DIAL INDICATOR | 0.010 ~10.000 mm | 0.01MM | MITUTOYO |  | ANALOG | WPA970 | WP970 | ASSY | M&M Plant | Inhouse-Instruments | 6 MONTH | 2026-03-07 | 2026-09-07 | OK |  | 2024-09-07 | PAVI | Pavi | M&M | Automotive
1565 | Service | DI390 | DIAL INDICATOR | 0.001~1.000 mm | 0.001MM | MITUTOYO |  | ANALOG | Daikin | Daikin | COMMON | Daikin | Inhouse-Instruments | 3 MONTH | 2026-03-07 | 2026-06-07 | OK |  | 2025-06-07 | Pavi | Pavi | Daikin | Automotive
1566 | Service | DI393 | DIAL INDICATOR | 0.001~1.000 mm | ARFK59-0.01 | MITUTOYO |  | ANALOG | OP959 | OP959 | M/C SHOP | M&M Plant | Inhouse-Instruments | 6 MONTH | 2026-01-16 | 2026-07-16 | OK |  | 2025-07-16 | Pavi | Pavi | M&M FARM | Non Automotive
1567 | Service | DI397 | DIAL INDICATOR | 0.001~1.000 mm | PQA462-0.001MM | MITUTOYO/2109S-10 |  | BDG036 | OP959 | OP959 | ASSY-01 | MSIL Plant | Inhouse-Instruments | 3 MONTH | 2026-02-12 | 2026-05-12 | OVER DUE |  | 2024-05-12 | PAVI | Pavi | MSIL | Automotive
1568 | Service | DI400 | DIAL INDICATOR | 0.010 ~10.000 mm | 0.01MM | MITUTOYO |  | ANALOG | WPA1022 | WP1022 | ASSY | MSIL Plant | Inhouse-Instruments | 6 MONTH | 2026-03-23 | 2026-09-23 | OK |  | 2023-03-23 | PAVI | Pavi | TATA Cummins | Automotive
1569 | Service | DI401 | DIAL INDICATOR | 0.010 ~10.000 mm | 0.01MM | MITUTOYO |  |  | WPA723 | WP723 | ASSY LINE I | Fuel Pump | Inhouse-Instruments | 6 MONTH | 2026-01-05 | 2026-07-05 | OK |  | 2023-07-05 | PAVI | Pavi | Fuel Pump | Automotive
1570 | Service | DI412 | DIAL INDICATOR | 0.001~0.07 mm | 0.001MM | MITUTOYO |  | LEVER /ANALOG | * | * | STD ROOM | LAB | Inhouse-Instruments | 3 MONTH | 2026-02-12 | 2026-05-12 | OVER DUE |  | 2024-05-12 | PAVI | Pavi | LAB | Automotive
1571 | Active | DI417 | DIAL INDICATOR | 0.001~1.000 mm | 0.001MM | MITUTOYO |  | ANALOG | SQA | SQA | SQA | SQA | Inhouse-Instruments | 3 MONTH | 2026-02-12 | 2026-05-12 | OVER DUE |  | 2024-05-12 | PAVI | Pavi |  | Automotive
1572 | Service | DI419 | DIAL INDICATOR | 0.010 ~10.000 mm | MBG257-0.01MM | MITUTOYO |  | ANALOG | WPA772 | WP772 | M/C SHOP | M&M Plant | Inhouse-Instruments | 6 MONTH | 2026-03-02 | 2026-09-02 | OK |  | 2025-03-02 | PAVI | Pavi | M&M | Automotive
1573 | Service | DI422 | DIAL INDICATOR | 0.010 ~10.000 mm | 0.01MM | MITUTOYO |  |  | OP761 | OP761 | ASSY LINE I | MSIL Plant | Inhouse-Instruments | 6 MONTH | 2026-01-05 | 2026-07-05 | OK |  | 2023-07-05 | PAVI | Pavi | TML | Automotive
1574 | Service | DI432 | DIAL INDICATOR | 0.010 ~10.000 mm | 0.01MM | MITUTOYO |  | ANALOG | WPA949 | WPA949 | ASSY LINE I | M&M Plant | Inhouse-Instruments | 6 MONTH | 2026-02-12 | 2026-08-12 | OK |  | 2024-08-12 | PAVI | Pavi | M&M | Automotive
1575 | Service | DI433 | DIAL INDICATOR | 0.010 ~10.000 mm | 0.01MM | MITUTOYO |  | ANALOG | WPA468 | WPA468 | ASSY LINE I | MSIL Plant | Inhouse-Instruments | 6 MONTH | 2026-02-02 | 2026-08-02 | OK |  | 2023-02-02 | PAVI | Pavi | MSIL | Automotive
1576 | Service | DI439 | DIAL INDICATOR | 0.010 mm | * | * | NA | attribute | OP898 | OP898 | M/C SHOP | GM | Inhouse-Instruments | 6 MONTH | 2026-05-21 | 2026-11-21 | OK |  | 2024-11-21 |  | Pavi | GM | Automotive
1577 | Service | DI440 | DIAL INDICATOR | 0.001~1.000 mm | 0.001MM | MITUTOYO |  | SPG580/01 | OP1010 | OP1010 | M/C SHOP | MSIL Plant | Inhouse-Instruments | 3 MONTH | 2026-02-12 | 2026-05-12 | OVER DUE |  | 2024-05-12 | PAVI | Pavi | MSIL | Automotive
1578 | Service | DI441 | DIAL INDICATOR | 0.010 ~10.000 mm | 0.01MM | MITUTOYO |  | SPG580/01 | WPA772 | WP772 | ASSY | Ford | Inhouse-Instruments | 6 MONTH | 2026-02-20 | 2026-08-20 | OK |  | 2024-08-20 | PAVI | Pavi | Ford | Automotive
1579 | Service | DI445 | DIAL INDICATOR | 0.010 ~10.000 mm | 0.01MM | MITUTOYO |  | ANALOG | WPA827 | WP827 | ASSY | MSIL Plant | Inhouse-Instruments | 6 MONTH | 2026-02-13 | 2026-08-13 | OK |  | 2023-08-13 | PAVI | Pavi | MSIL | Automotive
1580 | Service | DI452 | DIAL INDICATOR | 0.010 ~10.000 mm | 0.01MM | MITUTOYO |  | ANALOG | WPA853 | WP853 | ASSY LINE | GM | Inhouse-Instruments | 6 MONTH | 2026-02-26 | 2026-08-26 | OK |  | 2023-02-26 | PAVI | Pavi | GM | Automotive
1581 | Active | DI456 | DIAL INDICATOR | 0.010 ~10.000 mm | TXB805/0.01MM | MITUTOYO |  | ANALOG | OP906 | OP906 | ASSY-01 | MSIL Plant | Inhouse-Instruments | 6 MONTH | 2026-01-03 | 2026-07-03 | OK |  | 2023-01-03 | Pavi | Pavi | MSIL | Automotive
1582 | Service | DI458 | DIAL INDICATOR | 0.010 ~10.000 mm | 0.01MM | MITUTOYO |  |  | OP856 | OP856 | ASSY LINE I | MSIL Plant | Inhouse-Instruments | 6 MONTH | 2026-02-26 | 2026-08-26 | OK |  | 2023-02-26 | PAVI | Pavi | MSIL | Automotive
1583 | Service | DI461 | DIAL INDICATOR | 0.010 ~10.000 mm | TXB779/0.01MM | MITUTOYO |  | ANALOG | OP491 | OP491 | M/C SHOP | MSIL Plant | Inhouse-Instruments | 6 MONTH | 2026-02-22 | 2026-08-22 | OK |  | 2020-08-22 | PAVI | Pavi | TML | Automotive
1584 | Service | DI466 | DIAL INDICATOR | 0.010 ~10.000 mm | 0.01MM | MITUTOYO |  | ANALOG | Daikin | Daikin | ASSY LINE I | Daikin | Inhouse-Instruments | 6 MONTH | 2026-02-26 | 2026-08-26 | OK |  | 2023-08-26 | PAVI | Pavi | Daikin | Automotive
1585 | Service | DI468 | DIAL INDICATOR | 0.010 ~10.000 mm | UFB640/0.01MM | MITUTOYO |  | ANALOG | OP990 | OP990 | ASSY-01 | M&M Plant | Inhouse-Instruments | 6 MONTH | 2025-11-12 | 2026-05-12 | OVER DUE |  | 2022-05-12 | PAVI | Pavi | M&M | Automotive
1586 | Service | DI470 | DIAL INDICATOR | 0.010 ~10.000 mm | 0.01MM | MITUTOYO |  |  | WPA962 | WP962 | ASSY-01 | MSIL Plant | Inhouse-Instruments | 6 MONTH | 2026-02-14 | 2026-08-14 | OK |  | 2023-08-14 | Pavi | Pavi | MSIL | Automotive
1587 | Service | DI471 | DIAL INDICATOR | 0.010 ~10.000 mm | 0.01MM/ANALOG | MITUTOYO |  |  | OP | OP | M/C SHOP | MSIL Plant | Inhouse-Instruments | 6 MONTH | 2025-12-18 | 2026-06-18 | OK |  | 2023-12-18 | Pavi | Pavi | MSIL | Automotive
1588 | Service | DI472 | DIAL INDICATOR | 0.010 ~10.000 mm | 0.01MM | MITUTOYO |  |  | OP854 | OP854 | ASSY LINE I | MSIL Plant | Inhouse-Instruments | 3 MONTH | 2026-02-12 | 2026-08-12 | OK |  | 2024-05-12 | Pavi | Pavi | TML | Automotive
1589 | Service | DI477 | DIAL INDICATOR | 0.010 ~10.000 mm | 0.01MM | MITUTOYO |  | HG061/02 | WPA899 | WP899 | ASSY LINE I | M&M Plant | Inhouse-Instruments | 6 MONTH | 2026-02-01 | 2026-08-01 | OK |  | 2023-08-01 | Pavi | Pavi | M&M | Automotive
1590 | Service | DI479 | DIAL INDICATOR | 0.010 ~10.000 mm | udv905-0.01MM | Mitutoyo 2046s |  | ANALOG | OP973M | OP973M | M/C SHOP | MSIL Plant | Inhouse-Instruments | 6 MONTH | 2026-02-28 | 2026-08-28 | OK |  | 2023-08-28 | Pavi | Pavi | MSIL | Automotive
1591 | Service | DI480 | DIAL INDICATOR | 0.010 ~10.000 mm | 0.01MM/ANALOG | MITUTOYO |  |  | WPA890/772 | WPA890/772 | WP827 | M&M Plant | Inhouse-Instruments | 6 MONTH | 2026-02-25 | 2026-08-25 | OK |  | 2023-08-25 | Pavi | Pavi | M&M | Automotive
1592 | Service | DI481 | DIAL INDICATOR | 0.010 ~10.000 mm | 0.01MM | MITUTOYO |  | SPG813/01 | IFC977M2 | IFC977M2 | ASSY LINE I | M&M Plant | Inhouse-Instruments | 6 MONTH | 2026-01-03 | 2026-07-03 | OK |  | 2023-07-03 | Pavi | Pavi | M&M | Automotive
1593 | Service | DI487 | DIAL INDICATOR | 0.010 ~10.000 mm | 0.01MM | MITUTOYO |  |  | IFC794M | IFC794M | ASSY LINE I | MSIL Plant | Inhouse-Instruments | 6 MONTH | 2026-01-23 | 2026-07-23 | OK |  | 2023-07-23 | Pavi | Pavi | TML | Automotive
1594 | Service | DI489 | DIAL INDICATOR | 0.001~1.000 mm | 0.001MM | MITUTOYO |  | ANALOG | OP898 | OP898 | M/C SHOP LINE 02 | Ford | Inhouse-Instruments | 3 MONTH | 2026-05-22 | 2026-08-22 | OK |  | 2025-08-22 |  | Pavi | Ford | Automotive
1595 | Service | DI492 | DIAL INDICATOR | 0.001~1.000 mm | 0.001MM | MITUTOYO |  | VISUAL INSPECTION | OP898 | OP898 | ASSY LINE I | GM | Inhouse-Instruments | 3 MONTH | 2026-02-12 | 2026-05-12 | OVER DUE |  | 2024-05-12 | Pavi | Pavi | GM | Automotive
1596 | Service | DI500 | DIAL INDICATOR | 0.001~1.000 mm | 0.001MM | MITUTOYO |  | ANALOG | OP1001 | OP1001 | ASSY | MSIL Plant | Inhouse-Instruments | 3 MONTH | 2026-02-12 | 2026-05-12 | OVER DUE |  | 2023-02-12 | Pavi | Pavi | Eicher | Automotive
1597 | Service | DI501 | DIAL INDICATOR | 0.001~1.000 mm | 0.001MM | MITUTOYO |  | SPG629/01 | OP887 | OP887 | ASSY LINE I | M&M Plant | Inhouse-Instruments | 3 MONTH | 2026-02-12 | 2026-05-12 | OVER DUE |  | 2024-08-12 | Pavi | Pavi | M&M | Non Automotive
1598 | Active | DI502 | DIAL INDICATOR | 0.001~1.000 mm | 0.001MM | MITUTOYO |  | ANALOG | * | * | SQA | SQA | Inhouse-Instruments | 3 MONTH | 2026-02-28 | 2026-05-28 | OK |  | 2024-08-28 | Pavi | Pavi |  | Automotive
1599 | Service | DI505 | DIAL INDICATOR | 0.010 ~10.000 mm | 0.01MM | MITUTOYO |  | ANALOG | WPA977 | WP977 | ASSY-01 | M&M Plant | Inhouse-Instruments | 6 MONTH | 2026-02-19 | 2026-08-19 | OK |  | 2023-08-19 | Pavi | Pavi | M&M | Automotive
1600 | Service | DI506 | DIAL INDICATOR | 0.010 ~10.000 mm | UYG839-2046S-0.01MM | MITUTOYO |  | SPG757/02& SM122/01 | WPA1009 | WP1009 | ASSY LINE I | M&M Plant | Inhouse-Instruments | 6 MONTH | 2026-02-08 | 2026-08-08 | OK |  | 2023-08-08 | Pavi | Pavi | M&M | Automotive
1601 | Service | DI509 | DIAL INDICATOR | 0.010 ~10.000 mm | VNR849/0.01MM | MITUTOYO |  | ANALOG | OP898 | OP898 | ASSY | GM | Inhouse-Instruments | 6 MONTH | 2026-02-26 | 2026-08-26 | OK |  | 2022-08-26 | Pavi | Pavi | GM | Automotive
1602 | Service | DI575 | DIAL INDICATOR | 0.010 ~10.000 mm | 0.01MM | MITUTOYO |  | ANALOG | OP761 | OP761 | ASSY LINE I | MSIL Plant | Inhouse-Instruments | 6 MONTH | 2026-01-03 | 2026-07-03 | OK |  | 2024-01-03 | Pavi | Pavi | TML | Automotive
1603 | Service | DI576 | DIAL INDICATOR | 0.010 ~10.000 mm | 0.01MM | MITUTOYO |  | HG082 | WPA772 | WPA772 | ASSY LINE I | M&M Plant | Inhouse-Instruments | 6 MONTH | 2026-02-01 | 2026-08-01 | OK |  | 2023-08-01 | Pavi | Pavi | M&M | Automotive
1604 | Service | DI577 | DIAL INDICATOR | 0.010 ~10.000 mm | 0.01MM | MITUTOYO |  |  | WPA772 | WPA772 | ASSY LINE I | M&M Plant | Inhouse-Instruments | 6 MONTH | 2026-02-18 | 2026-08-18 | OK |  | 2023-08-18 | Pavi | Pavi | M&M | Automotive
1605 | Service | DI582 | DIAL INDICATOR | 0.001~1.000 mm | 0.001MM | MITUTOYO |  | ANALOG | SQA | SQA | SQA | SQA | Inhouse-Instruments | 3 MONTH | 2026-02-26 | 2026-05-26 | OK |  | 2024-08-26 | Pavi | Pavi |  | Automotive
1606 | Service | DI584 | DIAL INDICATOR | 0.010 ~10.000 mm | 0.01MM | MITUTOYO |  | HG0059/02 | WPA761/WPA723 | WP761/WP723 | ASSY LINE I | MSIL Plant | Inhouse-Instruments | 6 MONTH | 2026-02-10 | 2026-08-10 | OK |  | 2023-08-10 | Pavi | Pavi | MSIL | Automotive
1607 | Service | DI587 | DIAL INDICATOR | 0.010 ~10.000 mm | 0.01MM | MITUTOYO |  |  | IFC794M | IFC794M | ASSY-01 | MSIL Plant | Inhouse-Instruments | 6 MONTH | 2026-02-16 | 2026-08-16 | OK |  | 2023-08-16 | Pavi | Pavi | TML | Automotive
1608 | Active | DI588 | DIAL INDICATOR | 0.010 ~10.000 mm | WQV814/0.01MM | MITUTOYO |  | ANALOG | WPA895/WPA1023 | WP895/WP1023 | ASSY-01 | M&M Plant | Inhouse-Instruments | 6 MONTH | 2026-02-16 | 2026-08-16 | OK |  | 2023-08-16 | Pavi | Pavi | M&M | Automotive
1609 | Service | DI589 | DIAL INDICATOR | 0.010 ~10.000 mm | 0.01MM | MITUTOYO |  | ANALOG | WPA895/WPA1023 | WP895/WP1023 | ASSY-01 | M&M Plant | Inhouse-Instruments | 6 MONTH | 2026-02-12 | 2026-08-12 | OK |  | 2022-08-12 | Pavi | Pavi | M&M | Automotive
1610 | Service | DI591 | DIAL INDICATOR | 0.010 ~10.000 mm | 0.01MM | MITUTOYO |  | HVC008 | OP973M | OP973M | M/C SHOP | MSIL Plant | Inhouse-Instruments | 6 MONTH | 2026-03-15 | 2026-09-15 | OK |  | 2023-03-15 | Pavi | Pavi | MSIL | Automotive
1611 | Service | DI591/02 | DIAL INDICATOR | 0.010~0.800 mm | 0.01MM | MITUTOYO |  | ANALOG | OP SETTING | OP SETTING | OP SETTING | MSIL Plant | Inhouse-Instruments | 6 MONTH | 2026-01-15 | 2026-07-15 | OK |  | 2024-01-15 | Pavi | Pavi | MSIL | Automotive
1612 | Service | DI591/04 | DIAL INDICATOR | 0.001~0.150mm | 0.001MM | MITUTOYO |  |  | * | * | STD ROOM | LAB | Inhouse-Instruments | 6 MONTH | 2025-12-19 | 2026-06-19 | OK |  | 2023-12-19 | Pavi | Pavi | LAB | Automotive
1613 | Service | DI591/05 | DIAL INDICATOR | 0.001~0.150mm | XNR542-0.01MM | MITUTOYO |  |  | * | * | STD ROOM | LAB | Inhouse-Instruments | 3 MONTH | 2026-04-12 | 2026-07-12 | OK |  | 2025-07-12 | Pavi | Pavi | LAB | Automotive
1614 | Service | DI591/06 | DIAL INDICATOR | 0.010 ~10.000 mm | * | * | NA | attribute | M&M | M&M | M/C SHOP | M&M Plant | Inhouse-Instruments | 6 MONTH | 2026-04-12 | 2026-10-12 | OK |  | 2023-10-12 | Pavi | Pavi | M&M | Automotive
1615 | Service | DI591/07 | DIAL INDICATOR | 0.010 ~10.000 mm | * | * | NA | attribute | GM | GM | M/C SHOP | GM | Inhouse-Instruments | 6 MONTH | 2026-04-13 | 2026-10-13 | OK |  | 2023-10-13 | Pavi | Pavi | GM | Automotive
1616 | Service | DI594 | DIAL INDICATOR | 0.001~1.000 mm | 0.001MM | MITUTOYO |  | ANALOG | OP85 | OP85 | M/C SHOP | MSIL Plant | Inhouse-Instruments | 3 MONTH | 2026-02-12 | 2026-05-12 | OVER DUE |  | 2023-05-12 | Pavi | Pavi | MSIL | Automotive
1617 | Service | DI595 | DIAL INDICATOR | 0.001~1.000 mm | WVQ225/0.001MM | MITUTOYO |  | ANALOG | OP1010 | OP1010 | M/C SHOP | MSIL Plant | Inhouse-Instruments | 3 MONTH | 2026-03-20 | 2026-06-20 | OK |  | 2024-06-20 | Pavi | Pavi | MSIL | Automotive
1618 | Service | DI596 | DIAL INDICATOR | 0.001~1.000 mm | WVQ224-0.001MM | MITUTOYO |  | 2109S-10 | OP973M | OP973.01 | M/C SHOP | MSIL Plant | Inhouse-Instruments | 3 MONTH | 2026-03-21 | 2026-06-21 | OK |  | 2024-09-21 | Pavi | Pavi | MSIL | Automotive
1619 | Service | DI597 | DIAL INDICATOR | 0.001~10.00 mm | 0.001MM | MITUTOYO |  | ANALOG | OP854 | OP854 | M/C SHOP | MSIL Plant | Inhouse-Instruments | 3 MONTH | 2026-03-23 | 2026-06-23 | OK |  | 2024-09-23 | Pavi | Pavi | TML | Automotive
1620 | Service | DI598 | DIAL INDICATOR | 0.001~1.000 mm | 0.001MM | MITUTOYO |  | ANALOG | OP856 | OP856 | ASSY | MSIL Plant | Inhouse-Instruments | 3 MONTH | 2026-03-23 | 2026-06-23 | OK |  | 2023-03-23 | Pavi | Pavi | MSIL | Automotive
1621 | Service | DI603 | DIAL INDICATOR | 0.010 ~10.000 mm | WKX471-0.01MM | MITUTOYO |  | ANALOG | OP959 | OP959 | ASSY LINE II | MSIL Plant | Inhouse-Instruments | 6 MONTH | 2026-03-14 | 2026-09-14 | OK |  | 2023-09-14 |  | Pavi | MSIL | Automotive
1622 | Service | DI604 | DIAL INDICATOR | 0.010 ~10.000 mm | WEB250-0.01MM | MITUTOYO |  | 2046S/ANALOG | WPA468 | WPA468 | WP723 | MSIL Plant | Inhouse-Instruments | 6 MONTH | 2026-02-05 | 2026-08-05 | OK |  | 2023-02-05 | Pavi | Pavi | MSIL | Automotive
1623 | Service | DI605 | DIAL INDICATOR | 0.010 ~10.000 mm | 0.01MM | MITUTOYO |  | ANALOG | OP1010 | OP1010 | ASSY-01 | MSIL Plant | Inhouse-Instruments | 6 MONTH | 2026-01-14 | 2026-07-14 | OK |  | 2020-07-14 | Pavi | Pavi | MSIL | Automotive
1624 | Service | DI606 | DIAL INDICATOR | 0.010 ~10.000 mm | WKX476-0.01MM | MITUTOYO |  | 2046S/ANALOG | WPA114 | WPA114 | ASSY LINE I | MSIL Plant | Inhouse-Instruments | 6 MONTH | 2026-03-21 | 2026-09-21 | OK |  | 2023-09-21 | Pavi | Pavi | TML | Automotive
1625 | Service | DI607 | DIAL INDICATOR | 0.010 ~10.000 mm | 0.01MM | MITUTOYO |  | ANALOG | WPA938 | WP938 | WP938-VISUAL INSPECTION | MSIL Plant | Inhouse-Instruments | 6 MONTH | 2026-03-21 | 2026-09-21 | OK |  | 2023-09-21 | Pavi | Pavi | MSIL | Automotive
1626 | Service | DI608 | DIAL INDICATOR | 0.010 ~10.000 mm | 0.01MM | MITUTOYO |  | ANALOG | WPA938 | WP938 | ASSY-01 | M&M Plant | Inhouse-Instruments | 6 MONTH | 2026-03-01 | 2026-09-01 | OK |  | 2023-09-01 | Pavi | Pavi | M&M | Automotive
1627 | Service | DI609 | DIAL INDICATOR | 0.010 ~10.000 mm | 0.01MM | MITUTOYO |  | ANALOG | * | * | STD ROOM | LAB | Inhouse-Instruments | 6 MONTH | 2026-03-10 | 2026-09-10 | OK |  | 2023-09-10 | Pavi | Pavi | LAB | Automotive
1628 | Service | DI612 | DIAL INDICATOR | 0.010 ~10.000 mm | 0.01MM | MITUTOYO |  | ANALOG | WPA938 | WP938 | SQA | SQA | Inhouse-Instruments | 6 MONTH | 2026-01-15 | 2026-07-15 | OK |  | 2022-07-15 | Pavi | Pavi |  | Automotive
1629 | Service | DI616 | DIAL INDICATOR | 0.001~1.000 mm | WAG945-0.001MM | MITUTOYO |  | 209S-10/ANALOG | OP973M | OP973M | M/C SHOP | MSIL Plant | Inhouse-Instruments | 3 MONTH | 2026-04-20 | 2026-07-20 | OK |  | 2024-07-20 | Pavi | Pavi | MSIL | Automotive
1630 | Active | DI618 | DIAL INDICATOR | 0.010 ~10.000 mm | 0.01MM | MITUTOYO |  | ANALOG | IFC895M1 | IFC895M1 | ASSY-01 | M&M Plant | Inhouse-Instruments | 6 MONTH | 2026-02-08 | 2026-08-08 | OK |  | 2023-02-08 | Pavi | Pavi | M&M | Automotive
1631 | Service | DI620 | DIAL INDICATOR | 0.001~1.000 mm | 0.001MM | MITUTOYO |  | ANALOG | OP856 | OP856 | ASSY LINE I | MSIL Plant | Inhouse-Instruments | 3 MONTH | 2026-05-17 | 2026-08-17 | OK |  | 2024-08-17 |  | Pavi | MSIL | Automotive
1632 | Service | DI621 | DIAL INDICATOR | 0.010 ~10.000 mm | 0.01MM | MITUTOYO |  | ANALOG | WPA814 | WPA814 | ASSY | Ford | Inhouse-Instruments | 6 MONTH | 2026-02-27 | 2026-08-27 | OK |  | 2024-02-27 | Pavi | Pavi | Ford | Automotive
1633 | Service | DI625 | DIAL INDICATOR | 0.001~1.000 mm | 0.001MM | MITUTOYO |  | ANALOG | IFC 895 | IFC 895 | M/C SHOP | M&M Plant | Inhouse-Instruments | 3 MONTH | 2026-04-12 | 2026-07-12 | OK |  | 2025-07-12 | Pavi | Pavi | M&M | Automotive
1634 | Service | DI627 | DIAL INDICATOR | 0.010~1.000 mm | XHE883-0.01MM | MITUTOYO |  | 2929S/ANALOG | WPA853 | WPA853 | ASSY LINE I | Ford | Inhouse-Instruments | 6 MONTH | 2026-03-03 | 2026-09-03 | OK |  | 2024-03-03 | Pavi | Pavi | Ford | Automotive
1635 | Service | DI630 | DIAL INDICATOR | 0.010 ~10.000 mm | MBG257-0.01MM | MITUTOYO |  | ANALOG | WPA853S | WPA853S | M/C SHOP | M&M Plant | Inhouse-Instruments | 3 MONTH | 2026-02-12 | 2026-05-12 | OVER DUE |  | 2024-08-12 | Pavi | Pavi | M&M | Automotive
1636 | Service | DI631 | DIAL INDICATOR | 0.010 ~10.000 mm | 0.01MM | MITUTOYO |  | ANALOG | WPA970 | WP970 | ASSY-01 | MSIL Plant | Inhouse-Instruments | 6 MONTH | 2026-01-12 | 2026-07-12 | OK |  | 2021-07-12 | Pavi | Pavi | MSIL | Automotive
1637 | Service | DI632 | DIAL INDICATOR | 0.010 ~10.000 mm | 0.01MM/ANALOG | MITUTOYO |  |  | WPA880M | WPA880M | M/C SHOP | M&M Plant | Inhouse-Instruments | 6 MONTH | 2026-01-17 | 2026-07-17 | OK |  | 2019-01-17 | Pavi | Pavi | M&M | Non Automotive
1638 | Service | DI633 | DIAL INDICATOR | 0.010 ~10.000 mm | 0.01MM | MITUTOYO |  |  | WPA1009 | WPA1009 | ASSY LINE I | M&M Plant | Inhouse-Instruments | 6 MONTH | 2026-01-17 | 2026-07-17 | OK |  | 2023-07-17 | Pavi | Pavi | M&M | Automotive
1639 | Active | DI634 | DIAL INDICATOR | 0.001~1.000 mm | YNZ232/0.001MM | MITUTOYO |  | ANALOG | OP926 | OP926 | M/C SHOP | GM | Inhouse-Instruments | 3 MONTH | 2026-02-12 | 2026-05-12 | OVER DUE |  | 2022-11-12 | Pavi | Pavi | GM | Automotive
1640 | Service | DI635/02 | DIAL INDICATOR | 0.001~1.000 mm | ACGQ91/0.001MM | MITUTOYO |  | ANALOG | OP761 | OP761 | ASSY | MSIL Plant | Inhouse-Instruments | 3 MONTH | 2026-02-12 | 2026-05-12 | OVER DUE |  | 2023-05-12 | Pavi | Pavi | TML | Automotive
1641 | Service | DI637 | DIAL INDICATOR | 0.010 mm | 0.01MM/ANALOG | MITUTOYO |  |  | WPA723 | WP723 | ASSY LINE I | M&M Plant | Inhouse-Instruments | 6 MONTH | 2025-12-18 | 2026-06-18 | OK |  | 2024-06-18 | Pavi | Pavi | M&M | Automotive
1642 | Service | DI641 | DIAL INDICATOR | 0.010 ~10.000 mm | ACWX29/0.01MM | MITUTOYO |  | ANALOG | OP1010 | OP1010 | M/C SHOP | MSIL Plant | Inhouse-Instruments | 6 MONTH | 2025-12-19 | 2026-06-19 | OK |  | 2021-12-19 | Pavi | Pavi | MSIL | Automotive
1643 | Active | DI642 | DIAL INDICATOR | 0.010 ~10.000 mm | ADAQ79-0.01MM | MITUTOYO |  | ANALOG | CASTIRON | CASTIRON | M/C SHOP | MSIL Plant | Inhouse-Instruments | 6 MONTH | 2025-12-24 | 2026-06-24 | OK |  | 2023-06-24 | Pavi | Pavi | M&M FARM | Non Automotive
1644 | Service | DI643 | DIAL INDICATOR | 0.010 mm | 0.01MM/ANALOG | MITUTOYO |  |  | WPA770 | WPA770 | ASSY LINE I | M&M Plant | Inhouse-Instruments | 6 MONTH | 2025-12-24 | 2026-06-24 | OK |  | 2023-12-24 | Pavi | Pavi | M&M | Automotive
1645 | Service | DI644 | DIAL INDICATOR | 0.010 ~10.000 mm | ADAQ06-0.01MM | MITUTOYO |  | ANALOG | OP959 | OP959 | M/C SHOP | MSIL Plant | Inhouse-Instruments | 6 MONTH | 2025-12-24 | 2026-06-24 | OK |  | 2023-12-24 | Pavi | Pavi | MSIL | Automotive
1646 | Service | DI645 | DIAL INDICATOR | 0.010 ~10.000 mm | 0.01MM | MITUTOYO |  | ANALOG | OP1010 | OP1010 | ASSY-01 | MSIL Plant | Inhouse-Instruments | 6 MONTH | 2026-01-05 | 2026-07-05 | OK |  | 2023-07-05 | Pavi | Pavi | MSIL | Automotive
1647 | Service | DI648/02 | DIAL INDICATOR | 0.010 ~10.000 mm | ZBF573/0.01MM | SIX MONTH |  | ANALOG | WPA981 | WP981 | ASSY | GM | Inhouse-Instruments | 6 MONTH | 2025-11-12 | 2026-05-12 | OVER DUE |  | 2023-05-12 | Pavi | Pavi | GM | Automotive
1648 | Service | DI649 | DIAL INDICATOR | 0.001~1.000 mm | 0.001MM | MITUTOYO |  | ANALOG | OP491 | OP491 | M/C SHOP | M&M Plant | Inhouse-Instruments | 3 MONTH | 2026-02-12 | 2026-05-12 | OVER DUE |  | 2024-02-12 | Pavi | Pavi | M&M | Automotive
1649 | Service | DI651 | DIAL INDICATOR | 0.001~1.000 mm | 0.001MM | MITUTOYO |  | ANALOG | OP989 | OP989 | ASSY | M&M Plant | Inhouse-Instruments | 3 MONTH | 2026-03-23 | 2026-06-23 | OK |  | 2024-09-23 | Pavi | Pavi | M&M | Automotive
1650 | Service | DI653 | DIAL INDICATOR | 0.001~1.000 mm | 0.001MM/ANALOG | MITUTOYO |  | ANALOG | OP806 | OP806 | M\C SHOPE | MSIL Plant | Inhouse-Instruments | 3 MONTH | 2026-03-05 | 2026-06-05 | OK |  | 2024-09-05 | Pavi | Pavi | MSIL | Automotive
1651 | Active | DI656 | DIAL INDICATOR | 0.010 mm | 0.01MM | MITYTOYO |  |  | WPA770 | WPA770 | ASSY LINE I | M&M Plant | Inhouse-Instruments | 6 MONTH | 2026-03-05 | 2026-09-05 | OK |  | 2023-09-05 | Pavi | Pavi | M&M | Automotive
1652 | Service | DI657 | DIAL INDICATOR | 0.010 mm | 0.01MM | MITYTOYO |  |  | Y1K | Y1K | ASSY LINE I | MSIL Plant | Inhouse-Instruments | 6 MONTH | 2026-03-05 | 2026-09-05 | OK |  | 2024-03-05 | Pavi | Pavi | MSIL | Automotive
1653 | Service | DI659 | DIAL INDICATOR | 0.010 ~10.000 mm | 0.01MM | Mitutoyo 2046s |  | ANALOG | SQA | SQA | SQA | SQA | Inhouse-Instruments | 6 MONTH | 2026-03-05 | 2026-09-05 | OK |  | 2023-09-05 | Pavi | Pavi |  | Automotive
1654 | Service | DI660 | DIAL INDICATOR | 0.001~1.000 mm | 0.001MM | MITUTOYO |  | ANALOG | OP772 | OP772 | ASSY-01 | M&M Plant | Inhouse-Instruments | 3 MONTH | 2026-03-07 | 2026-06-07 | OK |  | 2023-09-07 | Pavi | Pavi | M&M | Automotive
1655 | Service | DI661 | DIAL INDICATOR | 0.010 mm | 0.01MM | MITUTOYO |  |  | WPA1009 | WPA1009 | M/C SHOP | M&M Plant | Inhouse-Instruments | 6 MONTH | 2026-04-09 | 2026-10-09 | OK |  | 2023-10-09 | Pavi | Pavi | M&M | Automotive
1656 | Service | DI662 | DIAL INDICATOR | 0.010 ~10.000 mm | 0.01MM | MITYTOYO |  | ANALOG | IFC895M1 | IFC895M1 | M/C SHOP | M&M Plant | Inhouse-Instruments | 6 MONTH | 2026-04-12 | 2026-10-12 | OK |  | 2024-04-12 | Pavi | Pavi | M&M | Automotive
1657 | Service | DI664 | DIAL INDICATOR | 0.010 ~10.000 mm | 0.01MM | MITUTOYO |  |  | OP491 | OP491 | ASSY LINE I | MSIL Plant | Inhouse-Instruments | 6 MONTH | 2026-02-01 | 2026-08-01 | OK |  | 2023-08-01 | Pavi | Pavi | MSIL | Automotive
1658 | Service | DI665 | DIAL INDICATOR | 0.010 ~10.000 mm | 0.01MM | MITUTOYO |  |  | WPA772/890 | WPA772/890 | ASSY-01 | M&M Plant | Inhouse-Instruments | 6 MONTH | 2025-11-05 | 2026-11-05 | OK |  | 2023-11-05 | Pavi | Pavi | M&M | Automotive
1659 | Service | DI666 | DIAL INDICATOR | 0.010 ~10.000 mm | 0.01MM | MITUTOYO |  |  | WPA981 | WP981 | ASSY LINE | GM | Inhouse-Instruments | 6 MONTH | 2025-11-07 | 2026-11-07 | OK |  | 2023-11-07 | Pavi | Pavi | GM | Automotive
1660 | Service | DI667 | DIAL INDICATOR | 0.010 ~10.000 mm | 0.01MM | MITUTOYO |  |  | OP1004M | OP1004M | ASSY | M&M Plant | Inhouse-Instruments | 6 MONTH | 2026-05-16 | 2026-11-16 | OK |  | 2024-05-16 |  | Pavi | M&M | Automotive
1661 | Service | DI668 | DIAL INDICATOR | 0.001~1.000 mm | 0.01MM | MITUTOYO |  |  | OP986 | OP986 | ASSY | M&M Plant | Inhouse-Instruments | 6 MONTH | 2026-05-16 | 2026-11-16 | OK |  | 2024-05-16 |  | Pavi | M&M | Automotive
1662 | Service | DI669 | DIAL INDICATOR | 0.010 ~10.000 mm | 0.01MM | MITUTOYO |  | ANALOG | WPA468 | WPA468 | M/C SHOP | MSIL Plant | Inhouse-Instruments | 6 MONTH | 2025-11-23 | 2026-05-23 | OK |  | 2023-11-23 | Pavi | Pavi | MSIL | Automotive
1663 | Service | DI670 | DIAL INDICATOR | 0.010 ~10.000 mm | 0.01MM | MITUTOYO |  | ANALOG | WPA899 | WPA899 | ASSY | M&M Plant | Inhouse-Instruments | 6 MONTH | 2025-11-25 | 2026-05-25 | OK |  | 2023-11-25 | Pavi | Pavi | M&M FARM | Automotive
1664 | Active | DI671 | DIAL INDICATOR | 0.010 ~10.000 mm | 0.01MM | MITUTOYO |  | ANALOG | OP854 | OP854 | M/C SHOP | MSIL Plant | Inhouse-Instruments | 3 MONTH | 2026-02-23 | 2026-05-23 | OK |  | 2024-08-23 | Pavi | Pavi | TML | Automotive
1665 | Active | DI674 | DIAL INDICATOR | 0.001~1.000 mm | 0.001MM | MITUTOYO |  | ANALOG | SQA | SQA | SQA | SQA | Inhouse-Instruments | 3 MONTH | 2026-04-16 | 2026-07-16 | OK |  | 2023-07-16 | Pavi | Pavi |  | Automotive
1666 | Active | DI675 | DIAL INDICATOR | 0.001~1.000 mm | 0.001MM | MITUTOYO |  | ANALOG | OP989 | OP989 | ASSY-01 | M&M Plant | Inhouse-Instruments | 6 MONTH | 2026-04-16 | 2026-10-16 | OK |  | 2022-10-16 | Pavi | Pavi | M&M | Automotive
1667 | Service | DI677 | DIAL INDICATOR | 0.001~1.000 mm | 0.001MM | MITUTOYO |  | ANALOG | WPA970 | WPA970 | ASSY | LAB | Inhouse-Instruments | 6 MONTH | 2026-02-26 | 2026-08-26 | OK |  | 2023-08-26 | Pavi | Pavi | LAB | Automotive
1668 | Service | DI678 | DIAL INDICATOR | 0.001~1.000 mm | 0.001MM | MITUTOYO |  | ANALOG | OP986 | OP986 | M/C SHOP | MSIL Plant | Inhouse-Instruments | 6 MONTH | 2026-02-22 | 2026-08-22 | OK |  | 2024-08-22 | Pavi | Pavi | MSIL | Automotive
1669 | Active | DI679 | DIAL INDICATOR | 0.001~1.000 mm | 0.001MM | MITUTOYO |  | ANALOG | COMMON | COMMON | SQA | SQA | Inhouse-Instruments | 3 MONTH | 2026-05-19 | 2026-08-19 | OK |  | 2023-05-19 |  | Pavi |  | Automotive
1670 | Active | DI681 | DIAL INDICATOR | 0.01MM | 0.01MM | MITUTOYO |  | ANALOG | WP M/C SHOP | WP M/C SHOP | WP M/C SHOP | M&M Plant | Inhouse-Instruments | 6 MONTH | 2026-03-13 | 2026-09-13 | OK |  | 2023-09-13 | Pavi | Pavi | M&M | Automotive
1671 | Service | DI682 | DIAL INDICATOR | 0.010 ~10.000 mm | 0.01MM | MITUTOYO |  | ANALOG | OP986 | OP986 | M/C SHOP | MSIL Plant | Inhouse-Instruments | 6 MONTH | 2026-03-26 | 2026-09-26 | OK |  | 2024-09-26 | Pavi | Pavi | MSIL | Automotive
1672 | Active | DI684 | DIAL INDICATOR | 0.010~0.500mm | 0.01MM | MITUTOYO |  | ANALOG | OIL PUMP | OIL PUMP | M/C SHOP | MSIL Plant | Inhouse-Instruments | 6 MONTH | 2026-03-19 | 2026-09-19 | OK |  | 2024-03-19 | Pavi | Pavi | MSIL | Automotive
1673 | Service | DI685 | DIAL INDICATOR | 0.010 ~10.000 mm | 0.01MM | MITUTOYO |  | ANALOG | OP989 | OP989 | ASSY | M&M Plant | Inhouse-Instruments | 6 MONTH | 2026-03-25 | 2026-09-25 | OK |  | 2023-03-25 | Pavi | Pavi | M&M | Automotive
1674 | Service | DI687 | DIAL INDICATOR | 0.010 ~10.000 mm | 0.01MM | MITUTOYO |  | ANALOG | OP990 | OP990 | ASSY | MSIL Plant | Inhouse-Instruments | 6 MONTH | 2026-03-27 | 2026-09-27 | OK |  | 2021-03-27 | Pavi | Gowri | MSIL | Automotive
1675 | Active | DI689 | DIAL INDICATOR | 0.010 ~10.000 mm | 0.01MM | MITUTOYO |  | ANALOG | * | * | SQA | SQA | Inhouse-Instruments | 6 MONTH | 2026-02-02 | 2026-08-02 | OK |  | 2024-02-02 | Pavi | Pavi |  | Automotive
1676 | Service | DI690 | DIAL INDICATOR | 0.010 ~10.000 mm | 0.01MM | MITUTOYO |  | ANALOG | OP772 | OP772 | VISUAL INSPECTION | M&M Plant | Inhouse-Instruments | 6 MONTH | 2026-04-13 | 2026-10-13 | OK |  | 2024-04-13 | Pavi | Pavi | M&M | Automotive
1677 | Service | DI691 | DIAL INDICATOR | 0.010 ~10.000 mm | 0.01MM | MITUTOYO |  | ANALOG | WPA772 | WP772 | ASSY | M&M Plant | Inhouse-Instruments | 6 MONTH | 2026-04-16 | 2026-10-16 | OK |  | 2025-04-16 | Pavi | Pavi | M&M | Automotive
1678 | Service | DI692 | DIAL INDICATOR | 0.010 ~10.000 mm | 0.01MM | MITUTOYO |  | ANALOG | OP989 | OP989 | VISUAL INSPECTION | M&M Plant | Inhouse-Instruments | 6 MONTH | 2026-04-16 | 2026-10-16 | OK |  | 2024-04-16 | Pavi | Pavi | M&M | Automotive
1679 | Service | DI693 | DIAL INDICATOR | 0.010 ~10.000 mm | 0.01MM | MITUTOYO |  | ANALOG | M&M | M&M | VISUAL INSPECTION | M&M Plant | Inhouse-Instruments | 6 MONTH | 2026-04-13 | 2026-10-13 | OK |  | 2023-10-13 | Pavi | Pavi | M&M | Automotive
1680 | Service | DI694 | DIAL INDICATOR | 0.001~1.000 mm | 0.001MM | MITUTOYO |  | ANALOG | OP898 | OP898 | ASSY | GM | Inhouse-Instruments | 3 MONTH | 2026-03-28 | 2026-11-28 | OK |  | 2023-11-28 | Pavi | Pavi | GM | Automotive
1681 | Service | DI702 | DIAL INDICATOR | 0.001~1.000 mm | 0.001MM | MITUTOYO |  | ANALOG | OP1010 | OP1010 | ASSY | MSIL Plant | Inhouse-Instruments | 3 MONTH | 2026-05-19 | 2026-08-19 | OK |  | 2025-08-19 |  | Pavi | MSIL | Automotive
1682 | Service | DI703 | DIAL INDICATOR | 0.010 ~10.000 mm | 0.01MM | MITUTOYO |  |  | OP1010 | OP1010 | WEREHOUSE | MSIL Plant | Inhouse-Instruments | 6 MONTH | 2026-02-19 | 2026-08-19 | OK |  | 2024-08-19 | Pavi | Pavi | MSIL | Automotive
1683 | Service | DI704 | DIAL INDICATOR | 0.010 ~10.000 mm | 0.01MM | MITUTOYO |  |  | OP1010 | OP1010 | WEREHOUSE | MSIL Plant | Inhouse-Instruments | 6 MONTH | 2026-02-19 | 2026-08-19 | OK |  | 2024-08-19 | Pavi | Pavi | MSIL | Automotive
1684 | Service | DI705 | DIAL INDICATOR | 0.010 ~10.000 mm | 0.01MM | MITUTOYO |  |  | OP1010 | OP1010 | WEREHOUSE | MSIL Plant | Inhouse-Instruments | 6 MONTH | 2026-02-19 | 2026-08-19 | OK |  | 2024-08-19 | Pavi | Pavi | MSIL | Automotive
1685 | Service | DI707 | DIAL INDICATOR | 0.010 ~10.000 mm | 0.01MM | MITUTOYO |  | ANALOG | WPA1026 | WP1026 | ASSY-01 | M&M Plant | Inhouse-Instruments | 6 MONTH | 2026-02-23 | 2026-08-23 | OK |  | 2023-08-23 | Pavi | Pavi | M&M | Automotive
1686 | Service | DI708 | DIAL INDICATOR | 0.010 ~10.000 mm | 0.01MM | MITUTOYO |  |  | IFC895M1 | IFC895M1 | M/C SHOP | M&M Plant | Inhouse-Instruments | 6 MONTH | 2026-02-23 | 2026-08-23 | OK |  | 2025-02-23 | Pavi | Pavi | M&M | Automotive
1687 | Active | DI709 | DIAL INDICATOR | 0.010 ~10.000 mm | 0.01MM | MITUTOYO |  | ANALOG | IFC895M1 | IFC895M1 | ASSY | M&M Plant | Inhouse-Instruments | 6 MONTH | 2026-02-23 | 2026-08-23 | OK |  | 2025-02-23 | Pavi | Pavi | M&M | Automotive
1688 | Service | DI710 | DIAL INDICATOR | 0.010 ~10.000 mm | 0.01MM | MITUTOYO |  | ANALOG | FRONT HEAD | FRONT HEAD | M/C SHOP | Daikin | Inhouse-Instruments | 6 MONTH | 2026-02-23 | 2026-08-23 | OK |  | 2023-08-23 | Pavi | Pavi | DAIKIN | Automotive
1689 | Service | DI712 | DIAL INDICATOR | 0.010 ~10.000 mm | 0.01MM | MITUTOYO |  |  | OP1010 | OP1010 | ASSY | MSIL Plant | Inhouse-Instruments | 6 MONTH | 2026-02-23 | 2026-08-23 | OK |  | 2023-08-23 | Pavi | Pavi | MSIL | Automotive
1690 | Service | DI713 | DIAL INDICATOR | 0.010 ~10.000 mm | 0.01MM | MITUTOYO |  |  | OP1010 | OP1010 | ASSY | MSIL Plant | Inhouse-Instruments | 6 MONTH | 2026-02-23 | 2026-08-23 | OK |  | 2023-08-23 | Pavi | Pavi | MSIL | Automotive
1691 | Service | DI715 | DIAL INDICATOR | 0.010 ~10.000 mm | 0.01MM | MITUTOYO |  | ANALOG | OP772 | OP772 | ASSY-01 | M&M Plant | Inhouse-Instruments | 6 MONTH | 2026-02-23 | 2026-08-23 | OK |  | 2022-02-23 | Pavi | Pavi | M&M | Automotive
1692 | Active | DI717 | DIAL INDICATOR | 0.001~1.000 mm | 0.001MM | MITUTOYO |  | ANALOG | * | * | M/C SHOP | MSIL Plant | Inhouse-Instruments | 3 MONTH | 2026-03-27 | 2026-09-27 | OK |  | 2023-03-27 | Pavi | Pavi | MSIL | Automotive
1693 | Service | DI717/02 | DIAL INDICATOR | 0.010 ~10.000 mm | 0.01MM | MITUTOYO |  | ANALOG | OP772 | OP772 | ASSY-01 | M&M Plant | Inhouse-Instruments | 6 MONTH | 2025-11-24 | 2026-05-24 | OK |  | 2023-11-24 | PAVI | Pavi | M&M | Automotive
1694 | Service | DI719 | DIAL INDICATOR | 0.010 ~10.000 mm | 0.01MM | MITUTOYO |  | ANALOG | WPA977 | WP977 | ASSY-01 | M&M Plant | Inhouse-Instruments | 6 MONTH | 2026-03-01 | 2026-09-01 | OK |  | 2022-03-01 | PAVI | Pavi | M&M | Automotive
1695 | Service | DI720/02 | DIAL INDICATOR | 0.010 ~10.000 mm | 0.01MM | MITUTOYO |  | ANALOG | OP990 | OP990 | ASSY | M&M Plant | Inhouse-Instruments | 6 MONTH | 2026-02-25 | 2026-08-25 | OK |  | 2025-02-25 | PAVI | Pavi | M&M | Automotive
1696 | Active | DI723 | DIAL INDICATOR | 0.010 ~10.000 mm | 0.01MM | MITUTOYO |  | ANALOG | WPA1026 | WPA1026 | ASSY-01 | M&M Plant | Inhouse-Instruments | 6 MONTH | 2026-03-24 | 2026-09-24 | OK |  | 2023-09-24 | PAVI | Pavi | M&M | Automotive
1697 | Service | DI727 | DIAL INDICATOR | 0.010 ~10.000 mm | NYUZ83/0.01MM | MITUTOYO |  | ANALOG | WPA85 | WP85 | ASSY | MSIL Plant | Inhouse-Instruments | 6 MONTH | 2026-04-02 | 2026-10-02 | OK |  | 2022-04-02 | PAVI | Pavi | MSIL | Automotive
1698 | Service | DI729 | DIAL INDICATOR | 0.010 ~10.000 mm | 0.01MM | MITUTOYO |  | ANALOG | WPA1026 | WP1026 | ASSY-01 | M&M Plant | Inhouse-Instruments | 6 MONTH | 2026-04-02 | 2026-10-02 | OK |  | 2024-04-02 | PAVI | Pavi | M&M | Automotive
1699 | Service | DI732 | DIAL INDICATOR | 0.010 ~10.000 mm | 0.01MM | BAKER |  | ANALOG | Daikin | Daikin | M/C SHOP | Daikin | Inhouse-Instruments | 6 MONTH | 2026-04-12 | 2026-10-12 | OK |  | 2024-10-12 | PAVI | Pavi | Daikin | Automotive
1700 | Service | DI733 | DIAL INDICATOR | 0.010 ~10.000 mm | 0.01MM | BAKER |  | ANALOG | OP898 | OP898 | ASSY | GM | Inhouse-Instruments | 6 MONTH | 2026-12-17 | 2026-06-17 | OK |  | 2023-06-17 | PAVI | Pavi | GM | Automotive
1701 | Service | DI736 | DIAL INDICATOR | 0.010 ~10.000 mm | 0.01MM | MITUTOYO |  | ANALOG | WPA773 M3 | WP773 M3 | ASSY-01 | M&M Plant | Inhouse-Instruments | 6 MONTH | 2026-02-17 | 2026-08-17 | OK |  | 2023-08-17 | PAVI | Pavi | M&M | Automotive
1702 | Service | DI737 | DIAL INDICATOR | 0.001~1.000 mm | 0.001MM | MITUTOYO |  | ANALOG | OP887 | OP887 | M/C SHOP | M&M Plant | Inhouse-Instruments | 3 MONTH | 2026-04-13 | 2026-07-13 | OK |  | 2024-10-13 | PAVI | Pavi | M&M | Automotive
1703 | Service | DI738 | DIAL INDICATOR | 0.010 ~10.000 mm | 0.01MM | MITUTOYO |  | ANALOG | WPA772 | WP772 | FINSL INSPECTOIN | M&M Plant | Inhouse-Instruments | 6 MONTH | 2025-12-13 | 2026-06-13 | OK |  | 2024-06-13 | PAVI | Pavi | M&M | Automotive
1704 | Service | DI740 | DIAL INDICATOR | 0.001~1.000 mm | 0.001MM | MITUTOYO |  | ANALOG | OP1001 | OP1001 | ASSY | MSIL Plant | Inhouse-Instruments | 3 MONTH | 2026-03-13 | 2026-06-13 | OK |  | 2024-09-13 | PAVI | Pavi | Eicher | Automotive
1705 | Service | DI760 | DIAL INDICATOR | 0.010 ~10.000 mm | 0.01MM | MITUTOYO |  | ANALOG | WPA939 | WP939 | ASSY-01 | M&M Plant | Inhouse-Instruments | 6 MONTH | 2025-11-30 | 2026-05-30 | OK |  | 2023-11-30 | PAVI | Pavi | M&M | Automotive
1706 | Service | DI761 | DIAL INDICATOR | 0.010 ~10.000 mm | 0.01MM | MITUTOYO |  | ANALOG | WPA877 | WP877 | ASSY-01 | M&M Plant | Inhouse-Instruments | 6 MONTH | 2025-11-30 | 2026-05-30 | OK |  | 2023-11-30 | PAVI | Pavi | M&M | Automotive
1707 | Service | DI770 | DIAL INDICATOR | 0.010~1.000 mm | 0.01MM | MITUTOYO |  | ANALOG | OP1010 | OP1010 | WHEREHOUSE | MSIL Plant | Inhouse-Instruments | 6 MONTH | 2026-01-06 | 2026-07-06 | OK |  | 2024-01-06 | PAVI | Pavi | MSIL | Automotive
1708 | Service | DI771 | DIAL INDICATOR | 0.010~1.000 mm | 0.001MM | MITUTOYO |  | ANALOG | OP1010 | OP1010 | WHEREHOUSE | MSIL Plant | Inhouse-Instruments | 6 MONTH | 2026-01-06 | 2026-07-06 | OK |  | 2025-01-06 | PAVI | Pavi | MSIL | Automotive
1709 | Service | DI772 | DIAL INDICATOR | 0.010~1.000 mm | 0.001MM | MITUTOYO |  | ANALOG | OP1010 | OP1010 | WAREHOUSE | MSIL Plant | Inhouse-Instruments | 6 MONTH | 2026-01-06 | 2026-07-06 | OK |  | 2025-01-06 | PAVI | Pavi | MSIL | Automotive
1710 | Service | DI773 | DIAL INDICATOR | 0.010~1.000 mm | 0.001MM | MITUTOYO |  | ANALOG | OP1010 | OP1010 | WAREHOUSE | MSIL Plant | Inhouse-Instruments | 6 MONTH | 2026-01-06 | 2026-07-06 | OK |  | 2025-01-06 | PAVI | Pavi | MSIL | Automotive
1711 | Service | DI774 | DIAL INDICATOR | 0.010 ~10.000 mm | 0.01MM | MITUTOYO |  | ANALOG | OP877 | OP877 | ASSEMPLY | M&M Plant | Inhouse-Instruments | 6 MONTH | 2026-01-30 | 2026-07-30 | OK |  | 2024-07-30 | PAVI | Pavi | M&M | Automotive
1712 | Service | DI775 | DIAL INDICATOR | 0.010 ~10.000 mm | 0.01MM | MITUTOYO |  | ANALOG | WPA917 | WP917 | ASSY | MSIL Plant | Inhouse-Instruments | 6 MONTH | 2026-01-13 | 2026-07-13 | OK |  | 2023-07-13 | PAVI | Pavi | MSIL | Automotive
1713 | Service | DI780 | DIAL INDICATOR | 0.010~1.000 mm | 0.01MM | MITUTOYO |  | ANALOG | WPA887 | WP887 | ASSY-01 | M&M Plant | Inhouse-Instruments | 6 MONTH | 2026-03-03 | 2026-09-03 | OK |  | 2026-03-03 | PAVI | Pavi | M&M | Automotive
1714 | Active | DI781 | DIAL INDICATOR | 0.010 ~10.000 mm | 0.01MM | MITUTOYO |  | ANALOG | WPA1026 | WP1026 | ASSY-01 | M&M Plant | Inhouse-Instruments | 6 MONTH | 2026-03-30 | 2026-09-30 | OK |  | 2025-09-30 | PAVI | Pavi | M&M | Automotive
1715 | Active | DI782 | DIAL INDICATOR | 0.010 ~10.000 mm | 0.01MM | MITUTOYO |  | ANALOG | WPA939 | WP939 | ASSY-01 | M&M Plant | Inhouse-Instruments | 6 MONTH | 2026-03-03 | 2026-09-03 | OK |  | 2023-03-03 | PAVI | Pavi | M&M | Automotive
1716 | Service | DI784/02 | DIAL INDICATOR | 0.010 ~10.000 mm | 0.01MM | MITUTOYO |  | ANALOG | OP1010 | OP1010 | ASSY-01 | MSIL Plant | Inhouse-Instruments | 6 MONTH | 2025-11-24 | 2026-05-24 | OK |  | 2023-11-24 | PAVI | Pavi | MSIL | Automotive
1717 | Service | DI787 | DIAL INDICATOR | 0.010 ~10.000 mm | 0.01MM | MITUTOYO |  | ANALOG | IFC895M1 | IFC895M1 | M/C SHOP | M&M Plant | Inhouse-Instruments | 6 MONTH | 2025-11-24 | 2026-05-24 | OK |  | 2023-05-24 | PAVI | Pavi | M&M | Automotive
1718 | Active | DI788 | DIAL INDICATOR | 0.010 ~10.000 mm | 0.01MM | MITUTOYO |  | ANALOG | IFC895M1 | IFC895M1 | M/C SHOP | M&M Plant | Inhouse-Instruments | 6 MONTH | 2025-11-24 | 2026-05-24 | OK |  | 2023-05-24 | PAVI | Pavi | M&M | Automotive
1719 | Service | DI789 | DIAL INDICATOR | 0.001~1.000 mm | BPSS72/0.001MM | MITYTOYO |  | ANALOG | OP1022 | OP1022 | M/C SHOP | MSIL Plant | Inhouse-Instruments | 6 MONTH | 2026-03-20 | 2026-09-20 | OK |  | 2023-09-20 | PAVI | Pavi | TATA Cummins | Automotive
1720 | Service | DI791 | DIAL INDICATOR | 0.010 ~10.000 mm | 0.01MM | MITUTOYO |  | ANALOG | WPA938 | WP938 | ASSY-01 | M&M Plant | Inhouse-Instruments | 6 MONTH | 2026-02-12 | 2026-08-12 | OK |  | 2022-08-12 | PAVI | Pavi | M&M | Automotive
1721 | Service | DI795 | DIAL INDICATOR | 0.010 ~10.000 mm | 0.01MM | MITUTOYO |  | ANALOG | OP887 | OP887 | ASSY-01 | M&M Plant | Inhouse-Instruments | 6 MONTH | 2026-01-03 | 2026-07-03 | OK |  | 2023-01-03 | PAVI | Pavi | M&M | Automotive
1722 | Service | DI796 | DIAL INDICATOR | 0.010 ~10.000 mm | 0.01MM | MITUTOYO |  | ANALOG | MARKET LINE | MARKET LINE | ASSY-01 | M&M Plant | Inhouse-Instruments | 6 MONTH | 2025-11-23 | 2026-05-23 | OK |  | 2024-05-23 | PAVI | Pavi | M&M | Automotive
1723 | Service | DI797 | DIAL INDICATOR | 0.010 ~10.000 mm | CQNH9 1/0.01MM | SIX MONTH |  | ANALOG | Daikin | Daikin | ASSY-01 | Daikin | Inhouse-Instruments | 6 MONTH | 2026-03-01 | 2026-09-01 | OK |  | 2023-09-01 | PAVI | Pavi | Daikin | Automotive
1724 | Service | DI800 | DIAL INDICATOR | 0.010 ~10.000 mm | CQNJ1 0/0.01MM | SIX MONTH |  | ANALOG | WPA1012 | WP1012 | ASSY | MSIL Plant | Inhouse-Instruments | 6 MONTH | 2026-03-01 | 2026-09-01 | OK |  | 2024-03-01 | PAVI | Pavi | MSIL | Automotive
1725 | Active | DI802 | DIAL INDICATOR | 0.010 ~10.000 mm | CTMM58 0.01MM | MITUTOYO |  | ANALOG | CAST IRON | CAST IRON | ASSY-01 | M&M Plant | Inhouse-Instruments | 6 MONTH | 2026-04-03 | 2026-10-03 | OK |  | 2023-10-03 | PAVI | Pavi | M&M FARM | Automotive
1726 | Service | DI803 | DIAL INDICATOR | 0.010 ~10.000 mm | CQNH96 0.01MM | MITUTOYO |  | ANALOG | Daikin | Daikin | DAIKIN | Daikin | Inhouse-Instruments | 6 MONTH | 2026-04-04 | 2026-10-04 | OK |  | 2024-10-04 | PAVI | Pavi | Daikin | Automotive
1727 | Service | DI804 | DIAL INDICATOR | 0.010 ~10.000 mm | CQNX12 0.01MM | MITUTOYO |  | ANALOG | Daikin | Daikin | DAIKIN | Daikin | Inhouse-Instruments | 6 MONTH | 2026-04-04 | 2026-10-04 | OK |  | 2024-04-04 | PAVI | Pavi | Daikin | Automotive
1728 | Active | DI805 | DIAL INDICATOR | 0.010 ~10.000 mm | CQNJ09 0.01MM | MITUTOYO | 0.01 mm | Analog | WPA1023 | WPA1023 | ASSY | M&M Plant | Inhouse-Instruments | 6 MONTH | 2026-04-04 | 2026-10-04 | OK |  | 2024-10-04 | PAVI | Pavi | KOHLER | Automotive
1729 | Service | DI806 | DIAL INDICATOR | 0.010 ~10.000 mm | CQNH95 0.01MM | MITUTOYO |  | ANALOG | Daikin | Daikin | DAIKIN | Daikin | Inhouse-Instruments | 6 MONTH | 2026-04-04 | 2026-10-04 | OK |  | 2024-10-04 | PAVI | Pavi | Daikin | Automotive
1730 | Service | DI807 | DIAL INDICATOR | 0.010 ~10.000 mm | CTMM62 0.01MM | MITUTOYO |  | ANALOG | Daikin | Daikin | DAIKIN | Daikin | Inhouse-Instruments | 6 MONTH | 2026-04-04 | 2026-10-04 | OK |  | 2024-10-04 | PAVI | Pavi | Daikin | Automotive
1731 | Service | DI808 | DIAL INDICATOR | 0.010 ~10.000 mm | CQNX14 0.01MM | MITUTOYO |  | ANALOG | CAST IRON | CAST IRON | ASSY-01 | M&M Plant | Inhouse-Instruments | 6 MONTH | 2026-04-04 | 2026-10-04 | OK |  | 2023-10-04 | PAVI | Pavi | M&M FARM | Non Automotive
1732 | Active | DI810 | DIAL INDICATOR | 0.010 ~10.000 mm | CQNX13 0.01 | MITUTOYO |  | ANALOG | IFC 895 | IFC 895 | M/C SHOP | M&M Plant | Inhouse-Instruments | 6 MONTH | 2026-04-10 | 2026-10-10 | OK |  | 2023-10-10 | PAVI | Pavi | M&M | Automotive
1733 | Service | DI812 | DIAL INDICATOR | 0.010 ~10.000 mm | 0.01MM | MITUTOYO |  | ANALOG | WPA977 | WP977 | ASSY-01 | M&M Plant | Inhouse-Instruments | 6 MONTH | 2026-04-10 | 2026-10-10 | OK |  | 2023-10-10 | PAVI | Pavi | M&M | Automotive
1734 | Service | DI813 | DIAL INDICATOR | 0.010 ~10.000 mm | CXLK03/0.01MM | MITUTOYO |  | ANALOG | OP990 | OP990 | ASSY-01 | M&M Plant | Inhouse-Instruments | 6 MONTH | 2026-03-09 | 2026-09-09 | OK |  | 2024-09-09 | PAVI | Pavi | M&M | Automotive
1735 | Active | DI815 | DIAL INDICATOR | 0.010 ~10.000 mm | CQNX 16/0.01MM | MITUTOYO |  | ANALOG | IFC977M2 | IFC977M2M2 | ASSY | M&M Plant | Inhouse-Instruments | 6 MONTH | 2026-03-03 | 2026-09-03 | OK |  | 2024-09-03 | PAVI | Pavi | M&M | Automotive
1736 | Service | DI816 | DIAL INDICATOR | 0.010 ~10.000 mm | CTMM7 1/0.01MM | MITUTOYO |  | ANALOG | IFC977M2 | IFC977M2M2 | ASSY | M&M Plant | Inhouse-Instruments | 6 MONTH | 2026-03-03 | 2026-09-03 | OK |  | 2024-09-03 | PAVI | Pavi | M&M | Automotive
1737 | Active | DI821 | DIAL INDICATOR | 0.010 ~10.000 mm | 0.01MM | MITUTOYO |  | ANALOG | WPA977 | WP977 | ASSY | MSIL Plant | Inhouse-Instruments | 6 MONTH | 2025-12-17 | 2026-06-17 | OK |  | 2024-12-17 | PAVI | Pavi | MSIL | Automotive
1738 | Service | DI822 | DIAL INDICATOR | 0.010 ~10.000 mm |  | MITUTOYO | 0.01mm | Analog | Daikin | Daikin | MC SHOP | Daikin | Inhouse-Instruments | 6 MONTH | 2026-04-01 | 2026-10-01 | OK |  | 2024-04-01 | PAVI | Pavi | Daikin | Automotive
1739 | Active | DI831 | DIAL INDICATOR | 0.010 ~10.000 mm | 0.01MM | MITYTOYO |  | ANALOG | WPA1048 | WPA1048 | SQA | SQA | Inhouse-Instruments | 6 MONTH | 2026-01-16 | 2026-07-16 | OK |  | 2025-07-16 | Pavi | Pavi | MSIL PLANT | Automotive
1740 |  | DI832 | DIAL INDICATOR | 0.010 ~10.000 mm | 0.01MM | MITYTOYO |  | ANALOG | WPA1048 | WPA1048 | SQA | SQA | Inhouse-Instruments | 6 MONTH | 2026-04-24 | 2026-10-24 | OK |  | 2024-10-24 | Pavi | Pavi | MSIL PLANT | Automotive
1741 | Active | DI833 | DIAL INDICATOR | 0.010 ~10.000 mm | 0.01MM | wpa1048 | WPA1048 | SQA | WPA1048 | WPA1048 | MSIL | MSIL Plant | Inhouse-Instruments | 6 MONTH | 2026-04-24 | 2026-10-24 | OK |  | 2025-04-24 | Pavi | Pavi | MSIL | Automotive
1742 | Active | DI834 | DIAL INDICATOR | 0-10.00MM | * | * | NA | attribute | SQA | SQA | SQA | SQA | Inhouse-Instruments | 6 MONTH | 2026-03-09 | 2026-09-09 | OK |  | 2024-09-09 | Pavi | Pavi | SQA | Automotive
1743 | Active | DI836 | DIAL INDICATOR | 0.001mm | 0.001MM | MITYTOYO |  | ANALOG | OP1035 | OP1035 | MSIL | MSIL Plant | Inhouse-Instruments | 6 MONTH | 2026-03-11 | 2026-09-11 | OK |  | 2025-09-11 | Pavi | Pavi | VECV | Automotive
1744 | Active | DI837 | DIAL INDICATOR | 0.010 ~10.000 mm | 0.01MM | MITYTOYO |  | ANALOG | OP1035 | OP1035 | MSIL | MSIL Plant | Inhouse-Instruments | 6 MONTH | 2026-03-15 | 2026-09-15 | OK |  | 2025-09-15 | Pavi | Pavi | VECV | Automotive
1745 | Active | DI839 | DIAL INDICATOR | 0.010 ~10.000 mm | 0.01MM | MITYTOYO |  | ANALOG | OP1035 | OP1035 | MSIL | MSIL Plant | Inhouse-Instruments | 6 MONTH | 2026-03-15 | 2026-09-15 | OK |  | 2025-09-15 | Pavi | Pavi | VECV | Automotive
1746 | Active | DI840 | DIAL INDICATOR | 0.010 ~10.000 mm | 0.01MM | MITYTOYO |  | ANALOG | ASSY | ASSY | ASSY | M&M PLANT | Inhouse-Instruments | 6 MONTH | 2026-03-17 | 2026-09-17 | OK |  | 2025-09-17 | Pavi | Pavi | M&M PLANT | Automotive
1747 | Active | DI841 | DIAL INDICATOR | 0.010 ~10.000 mm | 0.01MM | MITYTOYO |  | ANALOG | ASSY | ASSY | ASSY | M&M PLANT | Inhouse-Instruments | 6 MONTH | 2026-03-20 | 2026-09-20 | OK |  | 2025-09-20 | Pavi | Pavi | M&M PLANT | Automotive
1748 | Active | DI842 | DIAL INDICATOR | 0.010 ~10.000 mm | 0.01MM | MITYTOYO |  | ANALOG | ASSY | ASSY | ASSY | M&M PLANT | Inhouse-Instruments | 6 MONTH | 2026-04-10 | 2026-10-10 | OK |  | 2025-10-10 | Pavi | Pavi | M&M PLANT | Automotive
1749 | Active | DI843 | DIAL INDICATOR | 0.010 ~10.000 mm | 0.01MM | MITYTOYO |  | ANALOG | ASSY | ASSY | ASSY | M&M PLANT | Inhouse-Instruments | 6 MONTH | 2026-04-13 | 2026-10-13 | OK |  | 2025-10-13 | Pavi | Pavi | M&M PLANT | Automotive
1750 | Active | DI844 | DIAL INDICATOR | 0.010 ~10.000 mm | * | * | NA | attribute | ASSY | ASSY | ASSY | M&M PLANT | Inhouse-Instruments | 6 MONTH | 2026-04-13 | 2026-10-13 | OK |  | 2025-10-13 | Pavi | Pavi | M&M PLANT | Automotive
1751 | Active | DI845 | DIAL INDICATOR | 0.010 ~10.000 mm | * | * | NA | attribute |  |  | ASSY | MSIL Plant | Inhouse-Instruments | 6 MONTH | 2026-05-18 | 2026-06-18 | OK |  | 2025-10-18 | Pavi | Pavi | MSIL | Automotive
1752 | Active | DI846 | DIAL INDICATOR | 0.010~1.000 mm | * | * | NA | attribute |  |  | ASSY |  | Inhouse-Instruments | 6 MONTH | 2026-04-27 | 2026-10-27 | OK |  | 2026-10-27 | Pavi | Pavi |  | Automotive
1753 |  | DI847 | DIAL INDICATOR | 0.010 ~10.000 mm | * | * | NA | attribute |  |  |  |  | Inhouse-Instruments | 6 MONTH | 2025-11-05 | 2026-11-05 | OK |  | 2025-11-05 | PAVI | Pavi |  | Automotive
1754 | Active | DI848 | DIAL INDICATOR | 0.010 ~10.000 mm | * | * | NA | attribute |  |  |  | MSIL Plant | Inhouse-Instruments | 6 MONTH | 2026-05-21 | 2026-11-21 | OK |  | 2025-11-21 |  | Pavi | MSIL | Automotive
1755 | Active | DI849 | DIAL INDICATOR | 0.010 ~10.000 mm | * | * | NA | attribute |  |  |  |  | Inhouse-Instruments | 6 MONTH | 2026-05-21 | 2026-11-21 | OK |  | 2025-11-21 |  | Pavi |  | Automotive
1756 | Active | DI850 | DIAL INDICATOR | 0.010 ~10.000 mm | * | * | NA | attribute |  |  |  |  | Inhouse-Instruments | 6 MONTH | 2026-05-21 | 2026-11-21 | OK |  | 2025-11-21 |  | Pavi |  | Automotive
1757 | Active | DI851 | DIAL INDICATOR | 0.010 ~10.000 mm | * | * | NA | attribute |  |  |  |  | Inhouse-Instruments | 6 MONTH | 2025-11-26 | 2026-05-26 | OK |  | 2025-11-26 | Pavi | Pavi |  | Automotive
1758 | Service | TW101 | TORQUE WRENCH | 10-50 Nm | PQLLS50N-063235E | TOHNICHI |  | PQLLS50N | WPA938 | WP938 | ASSY-01 | M&M Plant | Inhouse-Instruments | 6 MONTH | 2025-12-24 | 2026-06-24 | OK |  |  |  | Pavi | M&M | Automotive
1759 | Service | TW110 | TORQUE WRENCH | 0-50Nm | QL50N-134385B | TOHNICHI |  | QL50N | OP996 | OP996 | ASSY | M&M Plant | Inhouse-Instruments | 6 MONTH | 2025-09-20 | 2026-03-20 | OVER DUE |  |  |  | Pavi | M&M | Automotive
1760 | Service | TW155 | TORQUE WRENCH | 10 - 50NM | ACLS50N2-600562F | TOHNICHI |  | ACLS50N2 | OP986 | OP986 | ASSY LINE II | MSIL Plant | Inhouse-Instruments | 6 MONTH | 2025-12-19 | 2026-06-19 | OK |  |  |  | Gowri | MSIL | Automotive
1761 | Service | TW156 | TORQUE WRENCH | 10-50 Nm | 600568F-0.5Nm | TOHNICHI |  | ACLS50N2 | OP986 | OP986 | ASSY LINE I | MSIL Plant | Inhouse-Instruments | 6 MONTH | 2026-01-20 | 2026-07-20 | OK |  |  |  | Gowri | MSIL | Automotive
1762 | Service | TW157 | TORQUE WRENCH | 10-50 Nm | 143833B-0.5Nm | TOHNICHI |  | QL50N | OP978 | OP978 | ASSY LINE I | MSIL Plant | Inhouse-Instruments | 6 MONTH | 2026-01-02 | 2026-07-02 | OK |  |  |  | Gowri | MSIL | Automotive
1763 | Service | TW164 | TORQUE WRENCH | 10-50 Nm | 063260F-0.5Nm | TOHNICHI |  | PQLLS50N1 | OP856 | OP856 | ASSY-01 | MSIL Plant | Inhouse-Instruments | 6 MONTH | 2025-12-23 | 2026-06-23 | OK |  |  |  | Gowri | MSIL | Automotive
1764 | Service | TW168 | TORQUE WRENCH | 10-50 Nm | QL50N-056222D | TOHNICHI |  | MANUAL | OP1010 | OP1010 | ASSY-01 | MSIL Plant | Inhouse-Instruments | 6 MONTH | 2025-12-24 | 2026-06-24 | OK |  |  |  | Gowri | MSIL | Automotive
1765 | Service | TW169 | TORQUE WRENCH | 10-50 Nm | 056223D-0.5Nm | TOHNICHI |  | QL50N | OP491 | OP491 | ASSY-01 | MSIL Plant | Inhouse-Instruments | 6 MONTH | 2026-01-22 | 2026-07-22 | OK |  |  |  | Gowri | MSIL | Automotive
1766 | Service | TW191 | TORQUE WRENCH | 10-50 Nm | 034342G-0.5Nm | TOHNICHI |  | QLLS50N | IFC895M1 | IFC895M1 | ASSY-01 | M&M Plant | Inhouse-Instruments | 6 MONTH | 2026-01-27 | 2026-07-27 | OK |  |  |  | Pavi | M&M | Automotive
1767 | Service | TW195 | TORQUE WRENCH | 10-50 Nm | 1663065H-0.5Nm | TOHNICHI |  | QLLS50N | OP772 | OP772 | ASSY LINE I | M&M Plant | Inhouse-Instruments | 6 MONTH | 2025-11-14 | 2026-05-14 | OVER DUE |  |  |  | Pavi | M&M | Automotive
1768 | Service | TW199 | TORQUE WRENCH | 0-50Nm | 129577J | TOHNICHI |  | * | WPA672(773M3) | WP672(773M3) | ASSY LINE I | M&M Plant | Inhouse-Instruments | 6 MONTH | 2026-03-14 | 2026-09-14 | OK |  |  |  | Pavi | M&M | Automotive
1769 | Active | TW200 | TORQUE WRENCH | 10-50NM | 601228K | TOHNICHI |  | ACCLS50N3 | OP1001 | OP1001 | ASSY01 | MSIL Plant | Inhouse-Instruments | 6 MONTH | 2026-04-09 | 2026-10-09 | OK |  |  |  | Gowri | Eicher | Automotive
1770 | Service | TW201 | TORQUE WRENCH | 10-50Nm | 602321H-0.5Nm | TOHNICHI |  | ACCLS50N3 | OP1001 | OP1001 | ASSY | MSIL Plant | Inhouse-Instruments | 6 MONTH | 2026-04-09 | 2026-10-09 | OK |  |  |  | Gowri | Eicher | Automotive
1771 | Service | TW202 | TORQUE WRENCH | 10-50NM | 600759K | TOHNICHI |  |  | OP1001 | OP1001 | ASSY01 | MSIL Plant | Inhouse-Instruments | 6 MONTH | 2026-02-22 | 2026-08-22 | OK |  |  |  | Gowri | Eicher | Automotive
1772 | Service | TW203 | TORQUE WRENCH | 10-50NM | 601222K | TOHNICHI |  |  | OP1001 | OP1001 | ASSY01 | MSIL Plant | Inhouse-Instruments | 6 MONTH | 2026-02-22 | 2026-08-22 | OK |  |  |  | Gowri | Eicher | Automotive
1773 | Service | TW204 | TORQUE WRENCH | 10-50NM | 225881J | TOHNICHI |  |  | OP1001 | OP1001 | ASSY | MSIL Plant | Inhouse-Instruments | 6 MONTH | 2026-04-09 | 2026-10-09 | OK |  |  |  | Gowri | Eicher | Automotive
1774 | Service | TW211 | TORQUE WRENCH | 10-50NM | 600876F-0.1 | TOHNICHI |  |  | IFC794M | IFC794M | ASSY-01 | MSIL Plant | Inhouse-Instruments | 6 MONTH | 2026-02-22 | 2026-08-22 | OK |  |  |  | Gowri | TML | Automotive
1775 | Service | TW218 | TORQUE WRENCH | 10-50Nm | QLLS50N-200430K | TOHNICHI |  | ANALOG | IFC895M1 | IFC895M1 | ASSY-01 | M&M Plant | Inhouse-Instruments | 6 MONTH | 2026-01-29 | 2026-07-29 | OK |  |  |  | Pavi | M&M | Automotive
1776 | Service | TW219 | TORQUE WRENCH | 10-50Nm | QLLS50N-051622M | TOHNICHI |  | ANALOG | IFC895M1 | IFC895M1 | ASSY-01 | M&M Plant | Inhouse-Instruments | 6 MONTH | 2025-12-07 | 2026-06-07 | OK |  |  |  | Pavi | M&M | Automotive
1777 | Service | TW224 | TORQUE WRENCH | 10-50Nm | QLLS50N-147717M | TOHNICHI |  | QLLS50N | op772 | op772 | ASSY-01 | M&M Plant | Inhouse-Instruments | 3 MONTH | 2026-03-12 | 2026-06-12 | OK |  |  |  | Pavi | M&M | Automotive
1778 | Service | TW225 | TORQUE WRENCH | 10-50Nm | 147717M | TOHNICHI |  | QLL5350N | OP986 | OP986 | ASSY | MSIL Plant | Inhouse-Instruments | 6 MONTH | 2026-03-12 | 2026-09-12 | OK |  |  |  | Gowri | MSIL | Automotive
1779 | Service | TW227 | TORQUE WRENCH | 0-50NM | 081560N | TOHNICHI |  | QLS50N | IFC895M1 | IFC895M1 | ASSY-01 | M&M Plant | Inhouse-Instruments | 6 MONTH | 2026-02-25 | 2026-08-25 | OK |  |  |  | Pavi | M&M | Automotive
1780 | Service | TW228 | TORQUE WRENCH | 10-50NM | QL50N-MH 001627P | TOHNICHI |  | MANUVALE | OP1010 | OP1010 | ASSY | MSIL Plant | Inhouse-Instruments | 6 MONTH | 2026-03-02 | 2026-09-02 | OK |  |  |  | Gowri | MSIL | Automotive
1781 | Service | TW237 | TORQUE WRENCH | 0-50Nm | 214950N-QLLS50N | TOHNICHI |  |  | WPA772 | WP772 | ASSY-01 | M&M Plant | Inhouse-Instruments | 6 MONTH | 2025-10-30 | 2026-04-30 | OVER DUE |  |  |  | Pavi | M&M | Automotive
1782 | Service | TW239 | TORQUE WRENCH | 5-25Nm | 602302W-ACLS25N3 | TOHNICHI |  | ATOMATIC | OP1017 | OP1017 | ASSY | MSIL Plant | Inhouse-Instruments | 6 MONTH | 2026-04-03 | 2026-10-03 | OK |  |  |  | Gowri | TATA Cummins | Automotive
1783 | Service | TW241 | TORQUE WRENCH | 10-50Nm | 190535F-QLLS50N | TOHNICHI |  | MANUAL | IFC895M1 | IFC895M1 | ASSY-01 | M&M Plant | Inhouse-Instruments | 6 MONTH | 2025-10-30 | 2026-04-30 | OVER DUE |  |  |  | Pavi | M&M | Automotive
1784 | Service | TW243 | TORQUE WRENCH | 0-25NM | QSPLS25N3-190731N | TOHNICHI |  |  | OP772 | OP772 | ASSY-01 | M&M Plant | Inhouse-Instruments | 6 MONTH | 2025-11-10 | 2026-05-10 | OVER DUE |  |  |  | Pavi | M&M | Automotive
1785 | Service | TW244 | TORQUE WRENCH | 0-25NM | QSPLS25N3-190746N | TOHNICHI |  | MANUAL | IFC977M2 | IFC977M2 | ASSY-01 | M&M Plant | Inhouse-Instruments | 6 MONTH | 2025-11-10 | 2026-05-10 | OVER DUE |  |  |  | Pavi | M&M | Automotive
1786 | Active | PG0183/5 | PLUG GAUGE | 9.000/9.500 | * | * | NA | attribute | WPA964 | WPA964 | ASSY | Fuel Pump | Inhouse-Gauges | 6 MONTH | 2026-01-31 | 2026-07-31 | OK |  |  |  | Gowri | Fuel Pump | Automotive
1787 | Active | PG668/53 | PLUG GAUGE | 4.917/5.153 | * | * | NA | attribute | WPA964 | WPA964 | ASSY | Fuel Pump | Inhouse-Gauges | 6 MONTH | 2026-01-31 | 2026-07-31 | OK |  |  |  | Gowri | Fuel Pump | Automotive
1788 | Active | PG668/64 | PLUG GAUGE | 4.917/5.153 | * | * | NA | attribute | WPA964 | WPA964 | ASSY | Fuel Pump | Inhouse-Gauges | 6 MONTH | 2026-01-31 | 2026-07-31 | OK |  |  |  | Gowri | Fuel Pump | Automotive
1789 | Active | DG579/1 | DEPTH GAUGE | 20.700/20.500 | * | * | NA | attribute | WPA887 | WPA887 | M&M AL M/C SHOP | M&M Plant | Inhouse-Gauges | 6 MONTH | 2025-12-30 | 2026-06-30 | OK |  |  |  | Pavi | M&M | Automotive
1790 | Active | HG028 | HEIGHT GAUGE | 51.800/51.200 | * | * | NA | attribute | WPA887 | WPA887 | M&M AL M/C SHOP | M&M Plant | Inhouse-Gauges | 6 MONTH | 2025-12-30 | 2026-06-30 | OK |  |  |  | Pavi | M&M | Automotive
1791 | Active | HG080/02 | HEIGHT GAUGE | 78.200/77.800 | * | * | NA | attribute | OP854 | OP854 | TML OP M/C SHOP | MSIL Plant | Inhouse-Gauges | 6 MONTH | 2025-12-30 | 2026-06-30 | OK |  |  |  | Gowri | MSIL | Automotive
1792 | Active | PG613/45 | PLUG GAUGE | 6.647/6.912 | * | * | NA | attribute | OP772/890 | OP772/890 | AL ASSEMBLY | M&M Plant | Inhouse-Gauges | 6 MONTH | 2025-11-30 | 2026-05-30 | OK |  |  |  | Pavi | M&M | Automotive
1793 | REJECTED | PG614/19 | PLUG GAUGE | 8.376/8.676 | * | * | NA | attribute | OP772/890 | OP772/890 | AL ASSEMBLY | M&M Plant | Inhouse-Gauges | 6 MONTH | 2025-11-30 | 2026-05-30 | OK |  |  |  | Pavi | M&M | Automotive
1794 | Active | PG668/75 | PLUG GAUGE | 4.917/5.153 | * | * | NA | attribute | OP491 | OP491 | MSIL OP ASSY | MSIL Plant | Inhouse-Gauges | 6 MONTH | 2025-10-30 | 2026-04-30 | OVER DUE |  |  |  | Gowri | MSIL | Automotive
1795 | Active | PG668/81 | PLUG GAUGE | 4.917/5.153 | * | * | NA | attribute | IFC794M | IFC794M | ASSY | MSIL Plant | Inhouse-Gauges | 6 MONTH | 2025-10-30 | 2026-04-30 | OVER DUE |  |  |  | Gowri | TML | Automotive
1796 | Active | SL124 | SLIP GAUGE | 7.800/8.200 | * | * | NA | attribute | WPA887 | WPA887 | M&M AL M/C SHOP | M&M Plant | Inhouse-Gauges | 6 MONTH | 2025-12-30 | 2026-06-30 | OK |  |  |  | Pavi | M&M | Automotive
1797 | Active | SLG122/5 | SLIP GAUGE | 3.400/3.600 | * | * | NA | attribute | WPA887 | WPA887 | M&M AL M/C SHOP | M&M Plant | Inhouse-Gauges | 6 MONTH | 2025-12-30 | 2026-06-30 | OK |  |  |  | Pavi | M&M | Automotive
1798 | Active | SLG123 | SLIP GAUGE | 6.55 | * | * | NA | attribute | WPA887 | WPA887 | M&M AL M/C SHOP | M&M Plant | Inhouse-Gauges | 6 MONTH | 2025-12-30 | 2026-06-30 | OK |  |  |  | Pavi | M&M | Automotive
1799 | REJECTED | SNG487 | SNAP GAUGE | 79.000 -78.810 | * | * | NA | attribute | WPA887 | WPA887 | M&M AL M/C SHOP | M&M Plant | Inhouse-Gauges | 6 MONTH | 2025-12-30 | 2026-06-30 | OK |  |  |  | Pavi | M&M | Automotive
1800 |  | SNG617/07 | SNAP GAUGE | 101.964/101.929 | * | * | NA | attribute | WAP939 | WAP939 | WATERPUMP ASSY |  |  | 1 MONTH | 2026-03-30 | 2026-04-30 | OVER DUE |  |  |  | Gowri
1801 | Active | SNG922/01 | SNAP GAUGE | 7.490/7.870 | * | * | NA | attribute | OP887 | OP887 | CI M/C SHOP | M&M Plant | Inhouse-Gauges | 6 MONTH | 2025-12-30 | 2026-06-30 | OK |  |  |  | Pavi | M&M | Automotive
1802 | Active | SNG950/01 | SNAP GAUGE | 20.800/21.200 | * | * | NA | attribute | WPA1048 | WPA1048 | ASSY | MSIL Plant | Inhouse-Gauges | 6 MONTH | 2026-01-30 | 2026-07-30 | OK |  |  |  | Gowri | Force Motor | Automotive
1803 | Active | TPG003/344 | THREAD PLUG GAUGE | M6x1-6H | * | * | NA | attribute | IFC794M | IFC794M | ASSY | MSIL Plant | Inhouse-Gauges | 2 MONTH | 2026-04-28 | 2026-06-28 | OK |  |  |  | Gowri | TML | Automotive
1804 | Active | TPG003/345 | THREAD PLUG GAUGE | M6x1-6H | * | * | NA | attribute | IFC794M | IFC794M | M/C SHOP | MSIL Plant | Inhouse-Gauges | 2 MONTH | 2026-04-28 | 2026-06-28 | OK |  |  |  | Gowri | TML | Automotive
1805 | Active | HG383/1 | HEIGHT GAUGE | 140 | * | * | NA | attribute | WPA770 | WPA770 | M&M | M&M Plant | Inhouse-Gauges | 6 MONTH | 2025-12-19 | 2026-06-19 | OK |  |  |  | Pavi | M&M | Automotive
1806 | Active | SNG931/01 | SNAP GAUGE | 36.350/36.650 | * | * | NA | attribute | OP854 | OP854 | ASSY | MSIL Plant | Inhouse-Gauges | 6 MONTH | 2025-12-29 | 2026-06-29 | OK |  |  |  | Gowri | MSIL | Automotive
1807 | Active | BSG027/01 | BLUE SEATING GAUGE | 118° | * | * | NA | attribute | OP986 | OP986 | MSIL OP M/C SHOP | MSIL Plant | Inhouse-Gauges | 6 MONTH | 2025-12-29 | 2026-06-29 | OK |  |  |  | Gowri | MSIL | Automotive
1808 | Active | DG0287/01 | DEPTH GAUGE | 0.500/0.700 | * | * | NA | attribute | WPA814 | WPA814 | AL ASSEMBLY | M&M Plant | Inhouse-Gauges | 6 MONTH | 2025-11-29 | 2026-05-29 | OK |  |  |  | Pavi | M&M | Automotive
1809 | Active | DG0346/01 | DEPTH GAUGE | 56.400/56.800 | * | * | NA | attribute | IFC794M | IFC794M | TML OP M/C SHOP | MSIL Plant | Inhouse-Gauges | 6 MONTH | 2025-12-29 | 2026-06-29 | OK |  |  |  | Gowri | MSIL | Automotive
1810 | Active | DG204/01 | DEPTH GAUGE | 35.000/35.200 | * | * | NA | attribute | OP1023 | OP1023 | M/C | M&M Plant | Inhouse-Gauges | 6 MONTH | 2025-11-29 | 2026-05-29 | OK |  |  |  | Pavi | Kohler | Automotive
1811 | Active | DG599/05 | DEPTH GAUGE | 3.000/3.500 | * | * | NA | attribute | WPA1023 | WP1023 | ASSY | M&M Plant | Inhouse-Gauges | 6 MONTH | 2025-11-29 | 2026-05-29 | OK |  |  |  | Pavi | M&M | Automotive
1812 | Active | DG658/01 | DEPTH GAUGE | 26.500/27.500 | * | * | NA | attribute | WPA1023 | WP1023 | M&M | M&M Plant | Inhouse-Gauges | 6 MONTH | 2025-11-29 | 2026-05-29 | OK |  |  |  | Pavi | M&M | Automotive
1813 | Active | DG897/01 | DEPTH GAUGE | 47.800/47.200 | * | * | NA | attribute | WPA1009 | WPA1009 | AL ASSEMBLY | M&M Plant | Inhouse-Gauges | 6 MONTH | 2025-12-29 | 2026-06-29 | OK |  |  |  | Pavi | M&M | Automotive
1814 | Active | PG0103/13 | PLUG GAUGE | 10.500/10.700 | * | * | NA | attribute | OP890 | OP890 | M&M AL M/C SHOP | M&M Plant | Inhouse-Gauges | 6 MONTH | 2025-11-29 | 2026-05-29 | OK |  |  |  | Pavi | M&M | Automotive
1815 | Active | PG0468/02 | PLUG GAUGE | 8.300/8.450 | * | * | NA | attribute | WPA827 | WPA827 | MSIL WP M/C SHOP | MSIL Plant | Inhouse-Gauges | 6 MONTH | 2025-11-29 | 2026-05-29 | OK |  |  |  | Gowri | MSIL | Automotive
1816 | REJECTED | PG130/25 | PLUG GAUGE | 4.900/5.100 | * | * | NA | attribute | WPA1023 | WP1023 | M&M | M&M Plant | Inhouse-Gauges | 6 MONTH | 2025-11-29 | 2026-05-29 | OK |  |  |  | Pavi | M&M | Automotive
1817 | Active | PG415/05 | PLUG GAUGE | 10.800/11.200 | * | * | NA | attribute | WPA1023 | WP1023 | M&M | M&M Plant | Inhouse-Gauges | 6 MONTH | 2025-11-29 | 2026-05-29 | OK |  |  |  | Pavi | M&M | Automotive
1818 | Active | PG889/01 | PLUG GAUGE | 40.700/40.500 | * | * | NA | attribute | OP1023 | OP1023 | M&M | M&M Plant | Inhouse-Gauges | 6 MONTH | 2025-11-29 | 2026-05-29 | OK |  |  |  | Pavi | Kohler | Automotive
1819 | STOCK | SNG198/02 | SNAP GAUGE | 5.100/4.900 | * | * | NA | attribute | IFC794M | IFC794M | ASSY | MSIL Plant | Inhouse-Gauges | 6 MONTH | 2025-10-29 | 2026-04-29 | OVER DUE |  |  |  | Gowri | MSIL | Automotive
1820 | Active | SNG931/02 | SNAP GAUGE | 36.650/36.350 | * | * | NA | attribute | OP854 | OP854 | TML OP ASSY-01 | MSIL Plant | Inhouse-Gauges | 6 MONTH | 2025-12-29 | 2026-06-29 | OK |  |  |  | Gowri | MSIL | Automotive
1821 | Active | TPG028/13 | THREAD PLUG GAUGE | M20x1.5 6H | * | * | NA | attribute | OP1023 | OP1023 | M/C | M&M Plant | Inhouse-Gauges | 2 MONTH | 2026-03-29 | 2026-05-29 | OK |  |  |  | Pavi | Kohler | Automotive
1822 | Active | TPG041/02 | THREAD PLUG GAUGE | 5/16-18 UNC-2B | * | * | NA | attribute | [5 empty] | 2 MONTH | 2026-03-29 | 2026-05-29 | OK |  |  |  | Gowri
1823 | Active | DG023/4 | DEPTH GAUGE | 49.700/50.000 | * | * | NA | attribute | OP491 | OP491 | MSIL OP M/C SHOP | MSIL Plant | Inhouse-Gauges | 6 MONTH | 2025-12-28 | 2026-06-28 | OK |  |  |  | Gowri | MSIL | Automotive
1824 | Active | DG1034/01 | DEPTH GAUGE | 7.000/8.000 | * | * | NA | attribute | OP1010 | OP1010 | MSIL M/C SHOP | MSIL Plant | Inhouse-Gauges | 6 MONTH | 2026-03-28 | 2026-09-28 | OK |  |  |  | Gowri | MSIL | Automotive
1825 | Active | DG354/01 | DEPTH GAUGE | 53.000/53.300 | * | * | NA | attribute | IFC895M1BS6 | IFC895M1BS6 | AL ASSEMBLY | M&M Plant | Inhouse-Gauges | 6 MONTH | 2025-11-28 | 2026-05-28 | OK |  |  |  | Pavi | M&M | Automotive
1826 | Active | DG523/01 | DEPTH GAUGE | 49.100/49.300 | * | * | NA | attribute | WPA761 | WPA761 | OTHERS WP ASSY-01 | MSIL Plant | Inhouse-Gauges | 6 MONTH | 2026-01-28 | 2026-07-28 | OK |  | 2025-07-28 |  | Gowri | MSIL | Automotive
1827 | Active | DG638/03 | DEPTH GAUGE | 4.050/4.750 | * | * | NA | attribute | OP1010 | OP1010 | MSIL M/C SHOP | MSIL Plant | Inhouse-Gauges | 6 MONTH | 2026-03-28 | 2026-09-28 | OK |  |  |  | Gowri | MSIL | Automotive
1828 | Active | DG706 | DEPTH GAUGE | 9.500/9.700 | * | * | NA | attribute | WPA939 | WPA939 | CI M/C SHOP | M&M Plant | Inhouse-Gauges | 6 MONTH | 2025-12-28 | 2026-06-28 | OK |  | 2018-12-28 |  | Pavi | M&M | Automotive
1829 | Active | DG716/01 | DEPTH GAUGE | 14.900/15.100 | * | * | NA | attribute | OP989 | OP989 | AL ASSEMBLY | M&M Plant | Inhouse-Gauges | 6 MONTH | 2026-02-28 | 2026-08-28 | OK |  |  |  | Pavi | M&M | Automotive
1830 | Active | DG774/02 | DEPTH GAUGE | 22.150/22.350 | * | * | NA | attribute | IFC895M1BS6 | IFC895M1BS6 | M&M AL M/C SHOP | M&M Plant | Inhouse-Gauges | 6 MONTH | 2025-12-28 | 2026-06-28 | OK |  |  |  | Pavi | M&M | Automotive
1831 | Active | PG0084/07 | PLUG GAUGE | 14.000/14.027 | * | * | NA | attribute | OP761 | OP761 | RECEIVING INS | SQA | Inhouse-Gauges | 1 MONTH | 2026-04-28 | 2026-05-28 | OK |  |  |  | Pavi |  | Automotive
1832 | Active | PG0490/05 | PLUG GAUGE | 9.940/9.960 | * | * | NA | attribute | IFC895M1BS6 | IFC895M1BS6 | SQA Inspection | SQA | Inhouse-Gauges | 6 MONTH | 2025-11-28 | 2026-05-28 | OK |  |  |  | Pavi | M&M | Automotive
1833 | STOCK | PG0515/08 | PLUG GAUGE | 12.000/12.022 | * | * | NA | attribute | IFC794M | IFC794M | TML OP ASSY-01 | MSIL Plant | Inhouse-Gauges | 1 MONTH | 2026-05-28 | 2026-06-28 | OK |  |  |  | Gowri | MSIL | Automotive
1834 | Active | PG232/31 | PLUG GAUGE | 10.000/10.022 | * | * | NA | attribute | OP1010 | OP1010 | MSIL ASSY | MSIL Plant | Inhouse-Gauges | 1 MONTH | 2026-04-28 | 2026-05-28 | OK |  |  |  | Gowri | MSIL | Automotive
1835 | REJECTED | PG367/01 | PLUG GAUGE | 9.800/10.200 | * | * | NA | attribute | OP491 | OP491 | MSIL OP ASSY | MSIL Plant | Inhouse-Gauges | 6 MONTH | 2025-12-28 | 2026-06-28 | OK |  |  |  | Gowri | MSIL | Automotive
1836 | Active | PG456/02 | PLUG GAUGE | 8.080/8.100 | * | * | NA | attribute | WPA899 | WPA899 | M&M | M&M Plant | Inhouse-Gauges | 1 MONTH | 2026-05-28 | 2026-06-28 | OK |  |  |  | Pavi | M&M | Automotive
1837 |  | PG549/05 | PLUG GAUGE | 6.300/6.700 | * | * | NA | attribute | [5 empty] | 6 MONTH | 2025-09-28 | 2026-03-28 | OVER DUE |  |  |  | Gowri
1838 |  | PG606/04 | PLUG GAUGE | 9.500/9.520 | * | * | NA | attribute |  | FUEL PUMP | FUEL PUMP |  |  | 1 MONTH | 2026-03-28 | 2026-04-28 | OVER DUE |  |  |  | Gowri
1839 | Active | PG623/5 | PLUG GAUGE | 19.800/20.200 | * | * | NA | attribute | IFC895M1BS6 | IFC895M1BS6 | SQA Inspection | SQA | Inhouse-Gauges | 6 MONTH | 2025-11-28 | 2026-05-28 | OK |  | 2025-11-28 |  | Pavi | M&M | Automotive
1840 | Active | PG671/02 | PLUG GAUGE | 10.000/10.200 | * | * | NA | attribute | WPA939 | WPA939 | M&M AL M/C SHOP | M&M Plant | Inhouse-Gauges | 6 MONTH | 2025-09-28 | 2026-03-28 | OVER DUE |  |  |  | Pavi | M&M | Automotive
1841 | Active | PG750/12 | PLUG GAUGE | 14.376/14.676 | * | * | NA | attribute | IFC895M1BS6 | IFC895M1BS6 | M&M AL M/C SHOP | M&M Plant | Inhouse-Gauges | 6 MONTH | 2026-02-28 | 2026-08-28 | OK |  |  |  | Pavi | M&M | Automotive
1842 | Active | PG826/01 | PLUG GAUGE | 19.800/20.200 | * | * | NA | attribute | OP898 | OP898 | M/C SHOP | GM | Inhouse-Gauges | 6 MONTH | 2025-11-28 | 2026-05-28 | OK |  |  |  | Pavi | GM | Automotive
1843 | Active | PG872/02 | PLUG GAUGE | 11.000/11.050 | * | * | NA | attribute | WPA910 | WPA910 | M&M AL M/C SHOP | M&M Plant | Inhouse-Gauges | 1 MONTH | 2026-04-28 | 2026-05-28 | OK |  |  |  | Pavi | M&M | Automotive
1844 | Active | PG883/04 | PLUG GAUGE | 9.000/10.000 | * | * | NA | attribute | OP1010 | OP1010 | MSIL M/C SHOP | MSIL Plant | Inhouse-Gauges | 6 MONTH | 2026-03-28 | 2026-09-28 | OK |  | 2022-09-28 |  | Gowri | MSIL | Automotive
1845 | Active | SNG218/07 | SNAP GAUGE | 86.946/87.000 | * | * | NA | attribute | WPA772 | WPA772 | M&M AL M/C SHOP | M&M Plant | Inhouse-Gauges | 2 MONTH | 2026-03-28 | 2026-05-28 | OK |  |  |  | Pavi | M&M | Automotive
1846 | Active | SNG303/1 | SNAP GAUGE | 43.850/43.920 | * | * | NA | attribute | WPA272 | WPA272 | RECEIVING INS | SQA | Inhouse-Gauges | 2 MONTH | 2026-03-28 | 2026-05-28 | OK |  | 2024-07-28 |  | Pavi |  | Automotive
1847 | Active | TPG006/183 | THREAD PLUG GAUGE | M8X1.25-6H | * | * | NA | attribute | OP986 | OP986 | MSIL OP ASSY | MSIL Plant | Inhouse-Gauges | 2 MONTH | 2026-04-28 | 2026-06-28 | OK |  |  |  | Gowri | MSIL | Automotive
1848 | Active | BSG032/01 | BLUE SEATING GAUGE | 64°12' | * | * | NA | attribute | WPA1023 | WP1023 | RECEIVING INS | SQA | Inhouse-Gauges | 6 MONTH | 2025-11-27 | 2026-05-27 | OK |  | 2023-11-27 |  | Pavi |  | Automotive
1849 | Active | DG0289 | DEPTH GAUGE | 47.600/48.000 | * | * | NA | attribute | WPA794 | WPA794 | RECEIVING INS | SQA | Inhouse-Gauges | 6 MONTH | 2026-02-27 | 2026-08-27 | OK |  | 2023-08-27 |  | Pavi |  | Automotive
1850 | Active | DG638/02 | DEPTH GAUGE | 4.050/4.750 | * | * | NA | attribute | OP959 | OP959 | MSIL OP ASSY | MSIL Plant | Inhouse-Gauges | 6 MONTH | 2026-01-27 | 2026-07-27 | OK |  | 2025-07-27 |  | Gowri | MSIL | Automotive
1851 | Active | PG426/01 | PLUG GAUGE | 17.900/18.100 | * | * | NA | attribute | OP1023 | OP1023 | M/C | M&M Plant | Inhouse-Gauges | 6 MONTH | 2025-11-27 | 2026-05-27 | OK |  | 2023-11-27 |  | Pavi | Kohler | Automotive
1852 | Active | PG613/59 | PLUG GAUGE | 6.647/6.912 | * | * | NA | attribute | IFC895M1 | IFC895M1 | M&M | M&M Plant | Inhouse-Gauges | 6 MONTH | 2026-04-27 | 2026-10-27 | OK |  | 2024-04-27 |  | Pavi | M&M | Automotive
1853 | Active | PG637/07 | PLUG GAUGE | 14.376/14.676 | * | * | NA | attribute | OP890 | OP890 | M&M | M&M Plant | Inhouse-Gauges | 6 MONTH | 2026-04-27 | 2026-10-27 | OK |  | 2024-04-27 |  | Pavi | M&M | Automotive
1854 | Active | PG646/01 | PLUG GAUGE | 18.340/18.940 | * | * | NA | attribute | OP1023 | OP1023 | M/C | M&M Plant | Inhouse-Gauges | 6 MONTH | 2025-11-27 | 2026-05-27 | OK |  | 2026-04-27 |  | Pavi | Kohler | Automotive
1855 | Active | SNG203/03 | SNAP GAUGE | 41.200/41.800 | * | * | NA | attribute | WPA723 | WP723 | M/M ASSY | M&M Plant | Inhouse-Gauges | 6 MONTH | 2025-11-27 | 2026-05-27 | OK |  | 2023-11-27 |  | Pavi | M&M | Automotive
1856 | Active | SNG214/04 | SNAP GAUGE | 51.500/51.300 | * | * | NA | attribute | GM TOP | GM TOP | AL ASSEMBLY | M&M Plant | Inhouse-Gauges | 6 MONTH | 2025-12-27 | 2026-06-27 | OK |  | 2024-06-27 |  | Pavi | M&M | Automotive
1857 | Active | TPG003/348 | THREAD PLUG GAUGE | M6X1-6H | * | * | NA | attribute | OP1023 | OP1023 | ASSY | M&M Plant | Inhouse-Gauges | 2 MONTH | 2026-04-27 | 2026-06-27 | OK |  | 2026-02-27 |  | Pavi | Kohler | Automotive
1858 | Active | DG420/1 | DEPTH GAUGE | 10.600/10.800 | * | * | NA | attribute | WPA899 | WPA899 | CI M/C SHOP | M&M Plant | Inhouse-Gauges | 6 MONTH | 2025-11-26 | 2026-05-26 | OK |  | 2019-04-26 |  | Pavi | M&M | Automotive
1859 | Active | DG479/01 | DEPTH GAUGE | 13.000/13.400 | * | * | NA | attribute | WPA772 | WPA772 | M&M AL M/C SHOP | M&M Plant | Inhouse-Gauges | 6 MONTH | 2025-12-26 | 2026-06-26 | OK |  | 2022-12-26 |  | Pavi | M&M | Automotive
1860 | Active | DG638/09 | DEPTH GAUGE | 4.050/4.750 | * | * | NA | attribute | OP1010 | OP1010 | MSIL ASSY | MSIL Plant | Inhouse-Gauges | 6 MONTH | 2026-02-26 | 2026-08-26 | OK |  | 2023-08-26 |  | Gowri | MSIL | Automotive
1861 | Active | DG657/01 | DEPTH GAUGE | 13.700/13.900 | * | * | NA | attribute | OP986 | OP986 | MSIL OP M/C SHOP | MSIL Plant | Inhouse-Gauges | 6 MONTH | 2025-11-26 | 2026-05-26 | OK |  | 2024-05-26 |  | Gowri | MSIL | Automotive
1862 | Active | PG0484/08 | PLUG GAUGE | 9.250/9.450 | * | * | NA | attribute | IFC895M1 | IFC895M1 | ASSY VISUAL INSPECTION | M&M Plant | Inhouse-Gauges | 6 MONTH | 2026-02-26 | 2026-08-26 | OK |  |  |  | Pavi | M&M | Automotive
1863 | Active | PG232/35 | PLUG GAUGE | 10.000/10.022 | * | * | NA | attribute | OP1010 | OP1010 | MSIL ASSY | MSIL Plant | Inhouse-Gauges | 1 MONTH | 2026-04-26 | 2026-05-26 | OK |  | 2026-01-26 |  | Gowri | MSIL | Automotive
1864 | Active | PG303/01 | PLUG GAUGE | 39.000/39.600 | * | * | NA | attribute | OP1010 | OP1010 | MSIL FINALINS | MSIL Plant | Inhouse-Gauges | 2 MONTH | 2026-04-26 | 2026-06-26 | OK |  | 2026-04-26 |  | Gowri | MSIL | Automotive
1865 | Active | PG317/06 | PLUG GAUGE | 5.800/6.200 | * | * | NA | attribute | OP1010 | OP1010 | MSIL ASSY | MSIL Plant | Inhouse-Gauges | 6 MONTH | 2025-12-26 | 2026-06-26 | OK |  | 2023-09-26 |  | Gowri | MSIL | Automotive
1866 | Active | PG317/07 | PLUG GAUGE | 5.800/6.200 | * | * | NA | attribute | M1156 | M1156 | M/C SHOP | MSIL Plant | Inhouse-Gauges | 6 MONTH | 2026-03-26 | 2026-09-26 | OK |  | 2023-09-26 |  | Gowri | MSIL | Automotive
1867 | Active | PG515/02 | PLUG GAUGE | 39.800/39.200 | * | * | NA | attribute | OP1010 | OP1010 | MSIL ASSY | MSIL Plant | Inhouse-Gauges | 6 MONTH | 2026-02-26 | 2026-08-26 | OK |  | 2023-08-26 |  | Gowri | MSIL | Automotive
1868 | Active | PG555/11 | PLUG GAUGE | 3.900/4.100 | * | * | NA | attribute | WPA723 | WPA723 | M/C SHOP | MSIL Plant | Inhouse-Gauges | 6 MONTH | 2026-03-26 | 2026-09-26 | OK |  |  |  | Gowri | MSIL | Automotive
1869 | Active | PG668/02 | PLUG GAUGE | 4.917/5.153 | * | * | NA | attribute | OP1010 | OP1010 | MSIL ASSY | MSIL Plant | Inhouse-Gauges | 6 MONTH | 2026-02-26 | 2026-08-26 | OK |  | 2023-08-26 |  | Gowri | MSIL | Automotive
1870 | Active | PG668/86 | PLUG GAUGE | 4.917/5.153 | * | * | NA | attribute | OP1010 | OP1010 | MSIL VISUAL | MSIL Plant | Inhouse-Gauges | 6 MONTH | 2026-02-26 | 2026-08-26 | OK |  | 2023-08-26 |  | Gowri | MSIL | Automotive
1871 | Active | PG867/06 | PLUG GAUGE | 2.500/2.700 | * | * | NA | attribute | IFC977M2 | IFC977M2 | ASSY | M&M Plant | Inhouse-Gauges | 6 MONTH | 2026-04-26 | 2026-10-26 | OK |  | 2024-10-26 |  | Pavi | M&M | Automotive
1872 | Active | SNG081/01 | SNAP GAUGE | 83.988/83.940 | * | * | NA | attribute | WPA887 | WPA887 | M&M AL M/C SHOP | M&M Plant | Inhouse-Gauges | 6 MONTH | 2025-11-26 | 2026-05-26 | OK |  | 2023-11-26 |  | Pavi | M&M | Automotive
1873 | Active | SNG485/03 | SNAP GAUGE | 83.988/83.940 | * | * | NA | attribute | WPA887 | WPA887 | M&M | M&M Plant | Inhouse-Gauges | 1 MONTH | 2026-04-26 | 2026-05-26 | OK |  | 2026-02-26 |  | Pavi | M&M | Automotive
1874 | Active | SPG593/1 | SPECIAL GAUGE | 12"+-30 | * | * | NA | attribute | WPA910 | WPA910 | CI M/C SHOP | M&M Plant | Inhouse-Gauges | 6 MONTH | 2026-02-26 | 2026-08-26 | OK |  | 2020-02-26 |  | Pavi | M&M | Automotive
1875 | Active | SRG244/1 | RING GAUGE | 34.300/33.700 | * | * | NA | attribute | WPA899 | WPA899 | CI M/C SHOP | M&M Plant | Inhouse-Gauges | 6 MONTH | 2025-11-26 | 2026-05-26 | OK |  | 2023-11-26 |  | Pavi | M&M | Automotive
1876 | Active | TPG007/22 | THREAD PLUG GAUGE | M10X1-6H | * | * | NA | attribute | FP85 | FP85 |  |  | Inhouse-Gauges | 6 MONTH | 2026-01-26 | 2026-07-26 | OK |  | 2025-01-26 |  | Gowri |  | Automotive
1877 | Active | DG0422/001 | DEPTH GAUGE | 6.500/6.800 | * | * | NA | attribute | WPA969 | WPA969 |  | MSIL Plant | Inhouse-Gauges | 6 MONTH | 2025-11-25 | 2026-05-25 | OK |  | 2023-11-25 |  | Gowri |  | Automotive
1878 | Active | DG237/01 | DEPTH GAUGE | 5.700/6.300 | * | * | NA | attribute | OP1010 CP | OP1010 CP | MSIL OP M/C SHOP | MSIL Plant | Inhouse-Gauges | 6 MONTH | 2026-04-25 | 2026-10-25 | OK |  | 2023-04-25 |  | Gowri | MSIL | Automotive
1879 | Active | DG238/01 | DEPTH GAUGE | 16.800/17.200 | * | * | NA | attribute | OP1010 CP | OP1010 CP | MSIL OP M/C SHOP | MSIL Plant | Inhouse-Gauges | 6 MONTH | 2026-04-25 | 2026-10-25 | OK |  | 2020-04-25 |  | Gowri | MSIL | Automotive
1880 | Active | DG686/02 | DEPTH GAUGE | 9.800/10.200 | * | * | NA | attribute | OP989 | OP989 | AL ASSEMBLY | M&M Plant | Inhouse-Gauges | 6 MONTH | 2025-11-25 | 2026-05-25 | OK |  | 2020-11-25 |  | Pavi | M&M | Automotive
1881 | Active | PG0011/48 | PLUG GAUGE | 9.000/9.015 | * | * | NA | attribute | OP491 | OP491 | RECEIVING INS | SQA | Inhouse-Gauges | 6 MONTH | 2025-11-25 | 2026-05-25 | OK |  | 2025-05-25 |  | Pavi |  | Automotive
1882 | Active | PG0422/002 | PLUG GAUGE | 6.500/6.800 | * | * | NA | attribute | WPA969 | WPA969 | RECEIVING INS | SQA | Inhouse-Gauges | 6 MONTH | 2025-11-25 | 2026-05-25 | OK |  | 2019-05-25 |  | Pavi |  | Automotive
1883 | Active | PG613/38 | PLUG GAUGE | 6.647/6.912 | * | * | NA | attribute | IFC895M1BS6 | IFC895M1BS6 | M&M AL M/C SHOP | M&M Plant | Inhouse-Gauges | 6 MONTH | 2025-11-25 | 2026-05-25 | OK |  | 2022-11-25 |  | Pavi | M&M | Automotive
1884 | Active | PG614/11 | PLUG GAUGE | 8.376/8.676 | * | * | NA | attribute | IFC895M1BS6 | IFC895M1BS6 | AL ASSEMBLY | M&M Plant | Inhouse-Gauges | 6 MONTH | 2025-11-25 | 2026-05-25 | OK |  | 2018-10-25 |  | Pavi | M&M | Automotive
1885 | Active | PG668/67 | PLUG GAUGE | 4.917/5.153 | * | * | NA | attribute | IFC895M1BS6 | IFC895M1BS6 | AL ASSEMBLY | M&M Plant | Inhouse-Gauges | 6 MONTH | 2025-11-25 | 2026-05-25 | OK |  | 2018-10-25 |  | Pavi | M&M | Automotive
1886 | Active | PG678/01 | PLUG GAUGE | 18.300/18.740 | * | * | NA | attribute | OP856 | OP856 | OTHERS ASSY-01 | MSIL Plant | Inhouse-Gauges | 6 MONTH | 2026-02-25 | 2026-08-25 | OK |  | 2024-02-25 |  | Gowri | MSIL | Automotive
1887 | Active | SNG022/12 | SNAP GAUGE | 23.870/23.820 | * | * | NA | attribute | WPA827 | WPA827 | WP ASSY | MSIL Plant | Inhouse-Gauges | 1 MONTH | 2026-04-25 | 2026-05-25 | OK |  | 2026-02-25 |  | Gowri | MSIL | Automotive
1888 | Active | SNG917/01 | SNAP GAUGE | 50.600/50.000 | * | * | NA | attribute | WPA969 | WPA969 | GM BULD WP ASSY | MSIL Plant | Inhouse-Gauges | 6 MONTH | 2025-11-25 | 2026-05-25 | OK |  | 2025-11-25 |  | Gowri | MSIL | Automotive
1889 | Active | SNG919/1 | SNAP GAUGE | 110.928/110.893 | * | * | NA | attribute | WPA988 | WPA988 | CI M/C SHOP | M&M Plant | Inhouse-Gauges | 6 MONTH | 2025-11-25 | 2026-05-25 | OK |  | 2020-11-25 |  | Pavi | M&M | Automotive
1890 | Active | SNG933/01 | SNAP GAUGE | 20.200/19.800 | * | * | NA | attribute | WPA969 | WPA969 | RECEIVING INS | SQA | Inhouse-Gauges | 6 MONTH | 2025-11-25 | 2026-05-25 | OK |  | 2018-05-25 |  | Pavi |  | Automotive
1891 | Active | SNG934/01 | SNAP GAUGE | 17.500/17.100 | * | * | NA | attribute | WPA969 | WPA969 | RECEIVING INS | SQA | Inhouse-Gauges | 6 MONTH | 2025-11-25 | 2026-05-25 | OK |  | 2020-11-25 |  | Pavi |  | Automotive
1892 | Active | SNG935/01 | SNAP GAUGE | 14.200/14.000 | * | * | NA | attribute | WPA969 | WPA969 | RECEIVING INS | SQA | Inhouse-Gauges | 6 MONTH | 2025-11-25 | 2026-05-25 | OK |  | 2020-11-25 |  | Pavi |  | Automotive
1893 | Active | BSG031/01 | BLUE SEATING GAUGE | 15°30' | * | * | NA | attribute | WPA1017 | WP1017 | RECEIVING INS | SQA | Inhouse-Gauges | 6 MONTH | 2026-02-24 | 2026-08-24 | OK |  | 2023-08-24 |  | Pavi |  | Automotive
1894 | Active | DG0354/5 | DEPTH GAUGE | 53.000/53.300 | * | * | NA | attribute | OP772/IFC895M1BS6 | OP772/IFC895M1BS6 | M&M AL M/C SHOP | M&M Plant | Inhouse-Gauges | 6 MONTH | 2025-11-24 | 2026-05-24 | OK |  | 2019-11-24 |  | Pavi | M&M | Automotive
1895 | Active | DG293 | DEPTH GAUGE | 11.800/12.200 | * | * | NA | attribute | IFC895M1BS6 | IFC895M1BS6 | M&M AL M/C SHOP | M&M Plant | Inhouse-Gauges | 6 MONTH | 2025-11-24 | 2026-05-24 | OK |  | 2019-11-24 |  | Pavi | M&M | Automotive
1896 | Active | DG302 | DEPTH GAUGE | 55.400/55.800 | * | * | NA | attribute | IFC895M1BS6 | IFC895M1BS6 | M&M AL M/C SHOP | M&M Plant | Inhouse-Gauges | 6 MONTH | 2025-11-24 | 2026-05-24 | OK |  | 2020-11-24 |  | Pavi | M&M | Automotive
1897 | Active | DG355/02 | DEPTH GAUGE | 53.000/53.300 | * | * | NA | attribute | OP772 | OP772 | M&M AL M/C SHOP | M&M Plant | Inhouse-Gauges | 6 MONTH | 2026-11-24 | 2026-05-24 | OK |  | 2025-05-24 |  | Pavi | M&M | Automotive
1898 | Active | DG457/1 | DEPTH GAUGE | 29.300/29.500 | * | * | NA | attribute | IFC895M1BS6 | IFC895M1BS6 | M&M AL M/C SHOP | M&M Plant | Inhouse-Gauges | 6 MONTH | 2025-11-24 | 2026-05-24 | OK |  | 2023-11-24 |  | Pavi | M&M | Automotive
1899 | Active | DG474/04 | DEPTH GAUGE | 4.000/4.500 | * | * | NA | attribute | OP772 | OP772 | ASSY-01 | M&M Plant | Inhouse-Gauges | 6 MONTH | 2025-11-24 | 2026-05-24 | OK |  | 2020-11-24 |  | Pavi | M&M | Automotive
1900 | Active | DG773/01 | DEPTH GAUGE | 35.500/35.700 | * | * | NA | attribute | IFC895 | IFC895 |  |  |  | 6 MONTH | 2025-11-24 | 2026-05-24 | OK |  | 2019-11-24 |  | Gowri
1901 | Active | DG774/01 | DEPTH GAUGE | 22.150/22.350 | * | * | NA | attribute | IFC895M1BS6 | IFC895M1BS6 | M&M AL M/C SHOP | M&M Plant | Inhouse-Gauges | 6 MONTH | 2025-11-24 | 2026-05-24 | OK |  | 2023-11-24 |  | Pavi | M&M | Automotive
1902 | Active | MD031 | MANDLE | 15.874/15.853 | * | * | NA | attribute | WPA1022 | WPA1022 | RECEIVING INS | SQA | Inhouse-Gauges | 6 MONTH | 2025-11-24 | 2026-05-24 | OK |  | 2022-05-24 |  | Pavi |  | Automotive
1903 | Active | MD033 | MANDLE | 85.100/84.900 | * | * | NA | attribute | OP1022 | OP1022 | RECEIVING INS | SQA | Inhouse-Gauges | 6 MONTH | 2025-11-24 | 2026-05-24 | OK |  | 2022-05-24 |  | Pavi |  | Automotive
1904 | Active | MD034 | MANDLE | 76.900/77.300 | * | * | NA | attribute | OP1022 | OP1022 | RECEIVING INS | SQA | Inhouse-Gauges | 6 MONTH | 2025-11-24 | 2026-05-24 | OK |  | 2023-11-24 |  | Pavi |  | Automotive
1905 | Active | MD035 | MANDLE | 105.8/105.0 | * | * | NA | attribute | OP1022 | OP1022 | RECEIVING INS | SQA | Inhouse-Gauges | 6 MONTH | 2025-11-24 | 2026-05-24 | OK |  | 2023-11-24 |  | Pavi |  | Automotive
1906 | Active | PG0262/04 | PLUG GAUGE | 9.000/9.022 | * | * | NA | attribute | OP491 | OP491 | MSIL OP ASSY | MSIL Plant | Inhouse-Gauges | 1 MONTH | 2026-04-24 | 2026-05-24 | OK |  | 2026-01-24 |  | Gowri | MSIL | Automotive
1907 | Active | PG1024/01 | PLUG GAUGE | 84.250/84.750 | * | * | NA | attribute | OP1022 | OP1022 | RECEIVING INS | SQA | Inhouse-Gauges | 6 MONTH | 2025-11-24 | 2026-05-24 | OK |  | 2022-05-24 |  | Pavi |  | Automotive
1908 | Active | PG103/7 | PLUG GAUGE | 10.500/10.700 | * | * | NA | attribute | OP772 | OP772 | AL ASSEMBLY | M&M Plant | Inhouse-Gauges | 6 MONTH | 2025-11-24 | 2026-05-24 | OK |  | 2020-04-24 |  | Pavi | M&M | Automotive
1909 | Active | PG130/19 | PLUG GAUGE | 4.900/5.100 | * | * | NA | attribute | IFC895M1 | IFC895M1 | M&M | M&M Plant | Inhouse-Gauges | 6 MONTH | 2025-11-24 | 2026-05-24 | OK |  | 2024-05-24 |  | Pavi | M&M | Automotive
1910 | Active | PG359/01 | PLUG GAUGE | 29.800/30.200 | * | * | NA | attribute | WPA1026 | WP1026 | M&M | M&M Plant | Inhouse-Gauges | 6 MONTH | 2026-02-24 | 2026-08-24 | OK |  | 2023-08-24 |  | Pavi | M&M | Automotive
1911 | Active | PG601/02 | PLUG GAUGE | 19.800/20.200 | * | * | NA | attribute | OP854 | OP854 | TML OP M/C SHOP | MSIL Plant | Inhouse-Gauges | 6 MONTH | 2025-11-24 | 2026-05-24 | OK |  | 2018-10-24 |  | Gowri | MSIL | Automotive
1912 | Active | PG613/36 | PLUG GAUGE | 6.647/6.912 | * | * | NA | attribute | OP772 | OP772 | ASSY-01 | M&M Plant | Inhouse-Gauges | 6 MONTH | 2025-12-24 | 2026-06-24 | OK |  | 2024-06-24 |  | Pavi | M&M | Automotive
1913 | Active | PG668/70 | PLUG GAUGE | 4.917/5.153 | * | * | NA | attribute | IFC977M2 | IFC977M2 | AL ASSEMBLY | M&M Plant | Inhouse-Gauges | 6 MONTH | 2026-04-24 | 2026-10-24 | OK |  | 2020-10-24 |  | Pavi | M&M | Automotive
1914 | Active | PG668/71 | PLUG GAUGE | 4.917/5.153 | * | * | NA | attribute | OP986 | OP986 | MSIL OP ASSY | MSIL Plant | Inhouse-Gauges | 6 MONTH | 2026-04-24 | 2026-10-24 | OK |  | 2022-04-24 |  | Gowri | MSIL | Automotive
1915 | Active | PG899/01 | PLUG GAUGE | 2.400/2.500 | * | * | NA | attribute | WPA1030 | WPA1048 | ASSY | MSIL Plant | Inhouse-Gauges | 6 MONTH | 2026-04-15 | 2026-10-15 | OK |  | 2026-04-15 |  | Gowri | Force Motor | Automotive
1916 | Active | RG053/01 | RING GAUGE | 65.94 | * | * | NA | attribute | OP772 | OP772 | SQA Inspection | SQA | Inhouse-Gauges | 6 MONTH | 2025-11-24 | 2026-05-24 | OK |  | 2023-11-24 |  | Pavi | M&M | Automotive
1917 | Active | SLG098/1 | SLIP GAUGE | 2.900/3.100 | * | * | NA | attribute | WPA988 | WPA988 | M&M | M&M Plant | Inhouse-Gauges | 6 MONTH | 2025-11-24 | 2026-05-24 | OK |  | 2023-11-24 |  | Pavi | M&M | Automotive
1918 | Active | SLG160/2 | SLIP GAUGE | 1.900/1.800 | * | * | NA | attribute | WPA939 | WPA939 | M&M | M&M Plant | Inhouse-Gauges | 6 MONTH | 2025-12-24 | 2026-06-24 | OK |  | 2019-06-24 |  | Pavi | M&M | Automotive
1919 | Active | SLG48/2 | SLIP GAUGE | 2.700/2.900 | * | * | NA | attribute | OP887 | OP887 | M&M | M&M Plant | Inhouse-Gauges | 6 MONTH | 2026-01-24 | 2026-07-24 | OK |  | 2024-01-24 |  | Pavi | M&M | Automotive
1920 | Active | SNG920/1 | SNAP GAUGE | 106.806/106.654 | * | * | NA | attribute | WPA988 | WPA988 | CI M/C SHOP | M&M Plant | Inhouse-Gauges | 6 MONTH | 2025-11-24 | 2026-05-24 | OK |  | 2023-11-24 |  | Pavi | M&M | Automotive
1921 | Active | SNG923/02 | SNAP GAUGE | 85.500/85.400 | * | * | NA | attribute | WPA939 | WPA939 | CI M/C SHOP | M&M Plant | Inhouse-Gauges | 6 MONTH | 2026-01-24 | 2026-07-24 | OK |  | 2024-01-24 |  | Pavi | M&M | Automotive
1922 | Active | TPG003/342 | THREAD PLUG GAUGE | M6x1-6H | * | * | NA | attribute | OP898 | OP898 | M/C SHOP | GM | Inhouse-Gauges | 2 MONTH | 2026-03-24 | 2026-05-24 | OK |  | 2023-11-24 |  | Pavi | GM | Automotive
1923 | Active | TPG003/343 | THREAD PLUG GAUGE | M6x1-6H | * | * | NA | attribute | WPA853 | WP853 | M/C SHOP | Ford | Inhouse-Gauges | 2 MONTH | 2026-03-24 | 2026-05-24 | OK |  | 2023-11-24 |  | Pavi | Ford | Automotive
1924 | Active | TPG003/350 | THREAD PLUG GAUGE | M6X1-6H | * | * | NA | attribute | M1102 | M1102 | Pressure cap/Assy | MSIL Plant | Inhouse-Gauges | 2 MONTH | 2026-04-24 | 2026-06-24 | OK |  | 2023-08-24 |  | Gowri | MSIL | Automotive
1925 | Active | TPG006/181 | THREAD PLUG GAUGE | M8*1.25 | * | * | NA | attribute | IFC895M1BS6 | IFC895M1BS6 | M&M | M&M Plant | Inhouse-Gauges | 2 MONTH | 2026-03-24 | 2026-05-24 | OK |  | 2024-01-24 |  | Pavi | M&M | Automotive
1926 | Active | TPG006/193 | THREAD PLUG GAUGE | M8X1.25-6H | * | * | NA | attribute | OP898 | OP898 | M/C SHOP | GM | Inhouse-Gauges | 2 MONTH | 2026-03-24 | 2026-05-24 | OK |  | 2026-01-24 |  | Pavi | GM | Automotive
1927 | Active | TPG043/02 | THREAD PLUG GAUGE | M8x1.25 6H | * | * | NA | attribute | M&M | M&M | ASSY | M&M Plant | Inhouse-Gauges | 2 MONTH | 2026-03-24 | 2026-05-24 | OK |  | 2025-01-24 |  | Pavi | M&M | Automotive
1928 | Active | BSG022/01 | BLUE SEATING GAUGE | 11°38' | * | * | NA | attribute | WPA772 | WPA772 | SQA Inspection | SQA | Inhouse-Gauges | 6 MONTH | 2025-12-23 | 2026-06-23 | OK |  | 2023-06-23 |  | Pavi | M&M | Automotive
1929 | Active | DG0328/01 | DEPTH GAUGE | 11.650/12.150 | * | * | NA | attribute | IFC794M | IFC794M | TML OP ASSY-01 | MSIL Plant | Inhouse-Gauges | 6 MONTH | 2026-01-23 | 2026-07-23 | OK |  | 2020-07-23 |  | Gowri | MSIL | Automotive
1930 | Active | DG432/02 | DEPTH GAUGE | 24.000/26.000 | * | * | NA | attribute | IFC794M | IFC794M | ASSY-01 | MSIL Plant | Inhouse-Gauges | 6 MONTH | 2026-01-23 | 2026-07-23 | OK |  | 2021-07-23 |  | Gowri | MSIL | Automotive
1931 | Active | PG0084/05 | PLUG GAUGE | 14.000/14.027 | * | * | NA | attribute | OP491 | OP491 | MSIL OP M/C SHOP | MSIL Plant | Inhouse-Gauges | 1 MONTH | 2026-04-23 | 2026-05-23 | OK |  | 2026-01-23 |  | Gowri | MSIL | Automotive
1932 | Active | PG0317/04 | PLUG GAUGE | 5.800/6.200 | * | * | NA | attribute | OP1010 | OP1010 | MSIL OP ASSY | MSIL Plant | Inhouse-Gauges | 6 MONTH | 2026-02-23 | 2026-08-23 | OK |  | 2024-08-23 |  | Gowri | MSIL | Automotive
1933 | Active | SPG826/12 | SPECIAL GAUGE | 1.830/2.030 | * | * | NA | attribute | OP854 | OP854 | TML OP M/C SHOP | MSIL Plant | Inhouse-Gauges | 6 MONTH | 2025-12-23 | 2026-06-23 | OK |  |  |  | Gowri | MSIL | Automotive
1934 | Active | DG0245/03 | DEPTH GAUGE | 51.250/51.750 | * | * | NA | attribute | OP854 | OP854 | RECEIVING INS | SQA | Inhouse-Gauges | 6 MONTH | 2025-11-22 | 2026-05-22 | DUE SOON |  | 2018-11-22 |  | Pavi |  | Automotive
1935 | Active | DG120/01 | DEPTH GAUGE | 32.200/32.800 | * | * | NA | attribute | OP1010 | OP1010 | MSIL M/C SHOP | MSIL Plant | Inhouse-Gauges | 6 MONTH | 2026-04-22 | 2026-10-22 | OK |  | 2023-04-22 |  | Gowri | MSIL | Automotive
1936 | Active | PG0317/06 | PLUG GAUGE | 5.800/6.200 | * | * | NA | attribute | OP1010 | OP1010 | MSIL OP ASSY | MSIL Plant | Inhouse-Gauges | 6 MONTH | 2026-02-22 | 2026-08-22 | OK |  | 2021-08-22 |  | Gowri | MSIL | Automotive
1937 | Active | PG0415/001 | PLUG GAUGE | 10.800/11.200 | * | * | NA | attribute | IFC895M1BS6 | IFC895M1BS6 | M&M AL M/C SHOP | M&M Plant | Inhouse-Gauges | 6 MONTH | 2025-11-22 | 2026-05-22 | DUE SOON |  | 2019-10-22 |  | Pavi | M&M | Automotive
1938 | Active | PG0415/01 | PLUG GAUGE | 21.800/22.200 | * | * | NA | attribute | IFC895M1BS6 | IFC895M1BS6 | M&M AL M/C SHOP | M&M Plant | Inhouse-Gauges | 6 MONTH | 2025-11-22 | 2026-05-22 | DUE SOON |  | 2018-10-22 |  | Pavi | M&M | Automotive
1939 | Active | PG413/02 | PLUG GAUGE | 5.900/6.100 | * | * | NA | attribute | OP1010 | OP1010 | MSIL M/C SHOP | MSIL Plant | Inhouse-Gauges | 6 MONTH | 2026-04-22 | 2026-10-22 | OK |  | 2024-04-22 |  | Gowri | MSIL | Automotive
1940 | Active | PG613/11 | PLUG GAUGE | 6.647/6.912 | * | * | NA | attribute | IFC977M2 | IFC977M2 | ASSY | M&M Plant | Inhouse-Gauges | 6 MONTH | 2025-11-22 | 2026-05-22 | DUE SOON |  | 2018-10-22 |  | Pavi | M&M | Automotive
1941 | Active | PG613/66 | PLUG GAUGE | 6.647/6.912 |  | RBC 2 |  |  | OP1010 | OP1010 | MSIL OP ASSY | MSIL Plant | Inhouse-Gauges | 6 MONTH | 2026-02-22 | 2026-08-22 | OK |  | 2023-02-22 |  | Gowri | MSIL | Automotive
1942 | Active | PG642/08 | PLUG GAUGE | 3.900/4.100 | * | * | NA | attribute | OP1010 | OP1010 | MSIL M/C SHOP | MSIL Plant | Inhouse-Gauges | 6 MONTH | 2026-04-22 | 2026-10-22 | OK |  | 2023-04-22 |  | Gowri | MSIL | Automotive
1943 | Active | PG748/03 | PLUG GAUGE | 31.980/32.020 | * | * | NA | attribute | IFC895M1 | IFC895M1 | SQA Inspection | SQA | Inhouse-Gauges | 1 MONTH | 2026-04-22 | 2026-05-22 | DUE SOON |  | 2025-12-22 |  | Pavi | M&M | Automotive
1944 | Active | PG791/02 | PLUG GAUGE | 6.030/6.050 | * | * | NA | attribute | WPA938M1 | WPA938M1 | SQA Inspection | SQA | Inhouse-Gauges | 6 MONTH | 2026-03-22 | 2026-09-22 | OK |  | 2025-03-22 |  | Pavi | M&M | Automotive
1945 | Active | PG818/34 | PLUG GAUGE | 20.000/20.021 | * | * | NA | attribute | OP1010 | OP1010 | ASSY | M&M Plant | Inhouse-Gauges | 1 MONTH | 2026-04-22 | 2026-05-22 | DUE SOON |  | 2026-04-22 |  | Pavi | M&M | Automotive
1946 | Active | PG818/37 | PLUG GAUGE | 20.000/20.021 | * | * | NA | attribute | OP1010 | OP1010 | YNC M/C SHOP | MSIL Plant | Inhouse-Gauges | 1 MONTH | 2026-04-22 | 2026-05-22 | DUE SOON |  | 2025-07-22 |  | Gowri | MSIL | Automotive
1947 | Active | PG883/01 | PLUG GAUGE | 9.000/10.000 | * | * | NA | attribute | OP1010 | OP1010 | MSIL OP ASSY | MSIL Plant | Inhouse-Gauges | 6 MONTH | 2026-02-22 | 2026-08-22 | OK |  | 2021-08-22 |  | Gowri | MSIL | Automotive
1948 | Active | DG200/02 | DEPTH GAUGE | 3.900/4.100 | * | * | NA | attribute | WPA827 | WPA827 | MSIL WP M/C SHOP | MSIL Plant | Inhouse-Gauges | 6 MONTH | 2025-11-21 | 2026-05-21 | DUE SOON |  | 2022-11-21 |  | Gowri | MSIL | Automotive
1949 | Active | DG324/02 | DEPTH GAUGE | 19.350/19.650 | * | * | NA | attribute | WPA890/772 | WPA890/772 | AL ASSEMBLY | M&M Plant | Inhouse-Gauges | 6 MONTH | 2025-12-21 | 2026-06-21 | OK |  | 2023-06-21 |  | Pavi | M&M | Automotive
1950 | Active | DG719/01 | DEPTH GAUGE | 15.100/15.300 | * | * | NA | attribute | OP1001 | OP1001 | OTHERS OP ASSY-01 | MSIL Plant | Inhouse-Gauges | 6 MONTH | 2026-01-21 | 2026-07-21 | OK |  | 2023-07-21 |  | Gowri | MSIL | Automotive
1951 | Active | DG719/02 | DEPTH GAUGE | 15.100/15.300 | * | * | NA | attribute | OP1001 | OP1001 | OTHERS OP ASSY-01 | MSIL Plant | Inhouse-Gauges | 6 MONTH | 2026-01-21 | 2026-07-21 | OK |  | 2024-01-21 |  | Gowri | MSIL | Automotive
1952 | Active | PG027/09 | PLUG GAUGE | 11.000/11.027 | * | * | NA | attribute | OP959 | OP959 | MSIL M/C SHOP | MSIL Plant | Inhouse-Gauges | 1 MONTH | 2026-04-21 | 2026-05-21 | DUE SOON |  | 2026-03-21 |  | Gowri | MSIL | Automotive
1953 | Active | PG0441/04 | PLUG GAUGE | 17.475/17.500 | * | * | NA | attribute | WPA1009 | WP1009 | ASSY VISUAL INSPECTION | M&M Plant | Inhouse-Gauges | 1 MONTH | 2026-04-21 | 2026-05-21 | DUE SOON |  | 2025-12-21 |  | Pavi | M&M | Automotive
1954 | Active | PG650/11 | PLUG GAUGE | 15.800/16.200 | * | * | NA | attribute | OP1004M | OP1004M | M&M | M&M Plant | Inhouse-Gauges | 6 MONTH | 2026-01-21 | 2026-07-21 | OK |  | 2021-07-21 |  | Pavi | M&M | Automotive
1955 | Active | PG834/03 | PLUG GAUGE | 8.000/8.020 | * | * | NA | attribute | IFC794M | IFC794M | TML OP ASSY-01 | MSIL Plant | Inhouse-Gauges | 1 MONTH | 2026-04-21 | 2026-05-21 | DUE SOON |  | 2025-12-21 |  | Gowri | MSIL | Automotive
1956 | Active | SNG0235 | SNAP GAUGE | 11.900/12.100 | * | * | NA | attribute | WPA887 | WPA887 | CI M/C SHOP | M&M Plant | Inhouse-Gauges | 6 MONTH | 2025-11-21 | 2026-05-21 | DUE SOON |  | 2019-10-21 |  | Pavi | M&M | Automotive
1957 | Active | SNG209/01 | SNAP GAUGE | 9.800/10.200 | * | * | NA | attribute | WPA887 | WPA887 | M&M AL M/C SHOP | M&M Plant | Inhouse-Gauges | 6 MONTH | 2025-11-21 | 2026-05-21 | DUE SOON |  | 2019-10-21 |  | Pavi | M&M | Automotive
1958 | Active | SNG888/2 | SNAP GAUGE | 41.500/41.000 | * | * | NA | attribute | WPA887 | WPA887 | M&M AL M/C SHOP | M&M Plant | Inhouse-Gauges | 6 MONTH | 2025-11-21 | 2026-05-21 | DUE SOON |  | 2022-05-21 |  | Pavi | M&M | Automotive
1959 | Active | SNG895/2 | SNAP GAUGE | 44.000/43.500 | * | * | NA | attribute | WPA971 | WPA971 | M&M AL M/C SHOP | M&M Plant | Inhouse-Gauges | 6 MONTH | 2025-11-21 | 2026-05-21 | DUE SOON |  | 2025-11-21 |  | Pavi | M&M | Automotive
1960 | Active | DG173/04 | DEPTH GAUGE | 1.350/1.650 | * | * | NA | attribute | OP1010 | OP1010 | ASSY | MSIL Plant | Inhouse-Gauges | 6 MONTH | 2026-04-20 | 2026-10-20 | OK |  | 2023-04-20 |  | Gowri | MSIL | Automotive
1961 | Active | DG549/04 | DEPTH GAUGE | 6.300/6.700 | * | * | NA | attribute | OP986 | OP986 | MSIL OP M/C SHOP | MSIL Plant | Inhouse-Gauges | 6 MONTH | 2026-03-20 | 2026-09-20 | OK |  | 2026-03-20 |  | Gowri | MSIL | Automotive
1962 | Active | DG601/01 | DEPTH GAUGE | 18.400/18.900 | * | * | NA | attribute | WPA938M1 | WPA938M1 | AL ASSEMBLY | M&M Plant | Inhouse-Gauges | 6 MONTH | 2025-12-20 | 2026-06-20 | OK |  | 2019-12-20 |  | Pavi | M&M | Automotive
1963 | Active | HG445/1 | HEIGHT GAUGE | 94.200/94.800 | * | * | NA | attribute | WPA988 | WPA988 | M&M | M&M Plant | Inhouse-Gauges | 6 MONTH | 2025-12-20 | 2026-06-20 | OK |  | 2019-12-20 |  | Pavi | M&M | Automotive
1964 | Active | PG0391/01 | PLUG GAUGE | 6.200/6.600 | * | * | NA | attribute | OP926 | OP926 | RECEIVING INS | SQA | Inhouse-Gauges | 6 MONTH | 2026-01-20 | 2026-07-20 | OK |  | 2023-07-20 |  | Pavi |  | Automotive
1965 | Active | PG0454/03 | PLUG GAUGE | 11.000/11.050 | * | * | NA | attribute | WPA910 | WPA910 | CI M/C SHOP | M&M Plant | Inhouse-Gauges | 1 MONTH | 2026-04-20 | 2026-05-20 | DUE SOON |  | 2026-01-20 |  | Pavi | M&M | Automotive
1966 | Active | PG618/07 | PLUG GAUGE | 9.800/10.200 | * | * | NA | attribute | OP890 | OP890 | M&M AL M/C SHOP | M&M Plant | Inhouse-Gauges | 6 MONTH | 2026-03-20 | 2026-09-20 | OK |  | 2026-03-20 |  | Pavi | M&M | Automotive
1967 | Active | PG895/01 | PLUG GAUGE | 82.240 INNER ROTOR | * | * | NA | attribute | OP1022 | OP1022 | ASSY | MSIL Plant | Inhouse-Gauges | 2 MONTH | 2026-03-20 | 2026-05-20 | DUE SOON |  | 2024-05-20 |  | Gowri | TATA Cummins | Automotive
1968 | Active | RG054/01 | RING GAUGE | 90.9 | * | * | NA | attribute | WPA870 | WPA870 | M&M | M&M Plant | Inhouse-Gauges | 6 MONTH | 2026-01-20 | 2026-07-20 | OK |  | 2020-01-20 |  | Pavi | M&M | Automotive
1969 | Active | RG055/01 | RING GAUGE | 106.206 | * | * | NA | attribute | WPA910M | WPA910M | M&M | M&M Plant | Inhouse-Gauges | 6 MONTH | 2026-01-20 | 2026-07-20 | OK |  | 2020-01-20 |  | Pavi | M&M | Automotive
1970 | Active | RG056/01 | RING GAUGE | 112.206 | * | * | NA | attribute | WPA988 | WPA988 | M&M | M&M Plant | Inhouse-Gauges | 6 MONTH | 2026-01-20 | 2026-07-20 | OK |  | 2020-01-20 |  | Pavi | M&M | Automotive
1971 | Active | SM082/01 | SETTING MASTER | 10.8 | * | * | NA | attribute | WP761 | GM TOP | GM BULD WP ASSY | MSIL Plant | Inhouse-Gauges | 6 MONTH | 2026-02-20 | 2026-08-20 | OK |  | 2026-02-20 |  | Gowri | TML | Automotive
1972 | Active | SNG590/01 | SNAP GAUGE | 9.500/9.000 | * | * | NA | attribute | FP | COMMON | SUPPLIER END | SQA | Inhouse-Gauges | 6 MONTH | 2025-12-20 | 2026-06-20 | OK |  | 2019-12-20 |  | Pavi |  | Automotive
1973 | Active | SNG591/01 | SNAP GAUGE | 9.600/9.200 | * | * | NA | attribute | FP | COMMON | SUPPLIER END | SQA | Inhouse-Gauges | 6 MONTH | 2025-12-20 | 2026-06-20 | OK |  | 2019-12-20 |  | Pavi |  | Automotive
1974 | Active | SPG0321/01 | SPECIAL GAUGE | 1.150/1.290 | * | * | NA | attribute | OP491 | OP491 | MSIL OP M/C SHOP | MSIL Plant | Inhouse-Gauges | 6 MONTH | 2026-02-20 | 2026-08-20 | OK |  | 2020-02-20 |  | Gowri | MSIL | Automotive
1975 | Active | TPG003/352 | THREAD PLUG GAUGE | M6X1-6H | * | * | NA | attribute | OP898 | OP898 | M/C SHOP | GM | Inhouse-Gauges | 2 MONTH | 2026-03-20 | 2026-05-20 | DUE SOON |  | 2024-05-20 |  | Pavi | GM | Automotive
1976 | Active | CCG032/9 | CONCENTRICITY GAUGE | 36.420/29.916 | * | * | NA | attribute | WPA672 | WPA887 | CI M/C SHOP | M&M Plant | Inhouse-Gauges | 6 MONTH | 2026-01-19 | 2026-07-19 | OK |  | 2019-07-19 |  | Pavi | M&M | Automotive
1977 | Active | DG688/01 | DEPTH GAUGE | 4.580/4.840 | * | * | NA | attribute | WPA969 | WPA969 | GM BULD WP ASSY | MSIL Plant | Inhouse-Gauges | 6 MONTH | 2025-12-19 | 2026-06-19 | OK |  | 2023-06-19 |  | Gowri | MSIL | Automotive
1978 | Active | DG776/01 | DEPTH GAUGE | 70.000/70.150 | * | * | NA | attribute | OP989 | OP989 | M&M | M&M Plant | Inhouse-Gauges | 6 MONTH | 2026-02-19 | 2026-08-19 | OK |  | 2022-08-19 |  | Pavi | M&M | Automotive
1979 | Active | PG103/04 | PLUG GAUGE | 10.500/10.700 | * | * | NA | attribute | OP491 | OP491 | MSIL OP M/C SHOP | MSIL Plant | Inhouse-Gauges | 6 MONTH | 2026-03-19 | 2026-09-19 | OK |  | 2021-03-19 |  | Gowri | MSIL | Automotive
1980 | Active | PG613/31 | PLUG GAUGE | 6.647/6.912 | * | * | NA | attribute | OP772 BSG | IFC977M2 | AL ASSEMBLY | M&M Plant | Inhouse-Gauges | 6 MONTH | 2025-11-19 | 2026-05-19 | DUE SOON |  | 2025-05-19 |  | Pavi | M&M | Automotive
1981 | Active | SNG417/2 | SNAP GAUGE | 35.993/35.972 | * | * | NA | attribute | WPA936 | WPA936 | CI ASSY-01 | M&M Plant | Inhouse-Gauges | 1 MONTH | 2026-04-19 | 2026-05-19 | DUE SOON |  | 2025-12-19 |  | Pavi | M&M | Automotive
1982 | Active | SNG761/2 | SNAP GAUGE | 104.928/104.893 | * | * | NA | attribute | WPA910 | WP910 | CI ASSY-01 | M&M Plant | Inhouse-Gauges | 1 MONTH | 2026-04-19 | 2026-05-19 | DUE SOON |  | 2025-01-19 |  | Pavi | M&M | Automotive
1983 | Active | SNG894/02 | SNAP GAUGE | 25.700/25.300 | * | * | NA | attribute | WPA1009 | WPA1009 | M&M AL M/C SHOP | M&M Plant | Inhouse-Gauges | 6 MONTH | 2025-12-19 | 2026-06-19 | OK |  | 2021-06-19 |  | Pavi | M&M | Automotive
1984 | STOCK | DG893/01 | DEPTH GAUGE | 4.700/5.000 | * | * | NA | attribute | OP1004M | OP1004M | M&M | M&M Plant | Inhouse-Gauges | 6 MONTH | 2025-09-18 | 2026-03-18 | OVER DUE |  |  |  | Pavi | M&M | Automotive
1985 | REJECTED | PG0331/01 | PLUG GAUGE | 14.700/14.800 | * | * | NA | attribute | OP491 | OP491 | MSIL OP M/C SHOP | MSIL Plant | Inhouse-Gauges | 6 MONTH | 2025-12-18 | 2026-06-18 | OK |  |  |  | Gowri | MSIL | Automotive
1986 | Active | PG0416/004 | PLUG GAUGE | 13.800/14.200 | * | * | NA | attribute | OP1004M | OP1004M | M&M | M&M Plant | Inhouse-Gauges | 6 MONTH | 2025-09-18 | 2026-03-18 | OVER DUE |  |  |  | Pavi | M&M | Automotive
1987 | Active | PG0473/01 | PLUG GAUGE | 4.600/4.700 | * | * | NA | attribute | FP | FP | FP RECEIVING | Fuel Pump | Inhouse-Gauges | 2 MONTH | 2026-04-18 | 2026-05-18 | DUE SOON |  |  |  | Gowri | Fuel Pump | Automotive
1988 | Active | PG0485/01 | PLUG GAUGE | 16.800/17.200 | * | * | NA | attribute | OP1004M | OP1004M | M&M | M&M Plant | Inhouse-Gauges | 6 MONTH | 2025-09-18 | 2026-03-18 | OVER DUE |  |  |  | Pavi | M&M | Automotive
1989 | Active | PG153/12 | PLUG GAUGE | 6.800/7.200 | * | * | NA | attribute | OP1004M | OP1004M | M&M | M&M Plant | Inhouse-Gauges | 6 MONTH | 2025-09-18 | 2026-03-18 | OVER DUE |  |  |  | Pavi | M&M | Automotive
1990 | Active | PG264/02 | PLUG GAUGE | 21.200/21.300 | * | * | NA | attribute | OP898 | OP898 | ASSY-01 | GM | Inhouse-Gauges | 6 MONTH | 2026-02-18 | 2026-08-18 | OK |  |  |  | Gowri | GM | Automotive
1991 | STOCK | PG484/7 | PLUG GAUGE | 9.250/9.450 | * | * | NA | attribute | IFC977M2 | IFC-977 M2 | ASSY M2 | M&M Plant | Inhouse-Gauges | 6 MONTH | 2026-01-18 | 2026-07-18 | OK |  |  |  | Pavi | M&M | Automotive
1992 | Active | PG490/5 | PLUG GAUGE | 10.900/11.100 | * | * | NA | attribute | IFC895 |  |  |  |  | 6 MONTH | 2025-11-18 | 2026-05-18 | DUE SOON |  |  |  | Gowri
1993 | Active | PG490/7 | PLUG GAUGE | 10.900/11.100 | * | * | NA | attribute | OP772 | OP772 | M&M AL M/C SHOP | M&M Plant | Inhouse-Gauges | 6 MONTH | 2025-11-18 | 2026-05-18 | DUE SOON |  |  |  | Pavi | M&M | Automotive
1994 | Active | PG491/04 | PLUG GAUGE | 10.647/10.912 | * | * | NA | attribute | OP1001 YNC ASSY | OP1001 | MSIL ASSY | MSIL Plant | Inhouse-Gauges | 6 MONTH | 2026-01-18 | 2026-07-18 | OK |  |  |  | Gowri | MSIL | Automotive
1995 | Active | PG604/01 | PLUG GAUGE | 6.500/6.800 | * | * | NA | attribute | OP854 | FP85 | RECEIVING INS | SQA | Inhouse-Gauges | 6 MONTH | 2025-11-18 | 2026-05-18 | DUE SOON |  |  |  | Pavi | Fuel Pump | Automotive
1996 | Active | PG653/01 | PLUG GAUGE | 20.800/20.852 | * | * | NA | attribute | OP989 | OP989 | AL ASSEMBLY | M&M Plant | Inhouse-Gauges | 2 MONTH | 2026-04-18 | 2026-05-18 | DUE SOON |  |  |  | Pavi | M&M | Automotive
1997 | Active | PG675/02 | PLUG GAUGE | 8.500/9.000 | * | * | NA | attribute | OP491 | OP491 | ASSY | MSIL Plant | Inhouse-Gauges | 6 MONTH | 2026-01-18 | 2026-07-18 | OK |  |  |  | Gowri | MSIL | Automotive
1998 | Active | PG750/01 | PLUG GAUGE | 16.376/16.676 | * | * | NA | attribute | IFC977M2 | IFC977M2 | ASSY M2 | M&M Plant | Inhouse-Gauges | 6 MONTH | 2026-01-18 | 2026-07-18 | OK |  |  |  | Pavi | M&M | Automotive
1999 |  | PG892/01 | PLUG GAUGE | 2.900/3.100 | * | * | NA | attribute | OP1004 |  |  |  |  | 6 MONTH | 2025-09-18 | 2026-03-18 | OVER DUE |  |  |  | Gowri
2001 | Active | PG642/12 | PLUG GAUGE | 3.90/4.10 |  | RBC |  | LEAK HOLE DIA | WPA1056 | WPP 1056-01 BODY | M&M M/C | M&M Plant | Inhouse-Gauges | 6 MONTH | 2026-05-03 | 2026-11-03 | OK |  | 2025-01-03 |  | Pavi | M&M | Automotive
2002 | Active | PG1029/01 | PLUG GAUGE | 2.600/2.800 |  | RBC |  | GROOVE WIDTH | WPA1056 | WPP 1056-01 BODY | M&M M/C | M&M Plant | Inhouse-Gauges | 6 MONTH | 2026-05-03 | 2026-11-03 | OK |  | 2025-11-03 |  | Pavi | M&M | Automotive
2003 | Active | PG190/11 | PLUG GAUGE | 7.000/7.200 |  | RBC |  | M.HOLE DIA | WPA1056 | WPP 1056-01 BODY | M&M M/C | M&M Plant | Inhouse-Gauges | 6 MONTH | 2026-05-03 | 2026-11-03 | OK |  | 2025-11-03 |  | Pavi | M&M | Automotive
2004 | Active | PG618/01 | PLUG GAUGE | 8.030/8.050 |  | RBC |  | DOWEL DIA | WPA1056 | WPP 1056-01 BODY | M&M M/C | M&M Plant | Inhouse-Gauges | 1 MONTH | 2026-05-03 | 2026-06-03 | OK |  | 2026-03-03 |  | Pavi | M&M | Automotive
2005 | Active | DG1041/01 | DEPTH GAUGE | 23.600/23.800 |  | RBC |  | SEAL FACE HEIGHT | WPA1056 | WPP 1056-01 BODY | M&M M/C | M&M Plant | Inhouse-Gauges | 6 MONTH | 2026-05-03 | 2026-11-03 | OK |  | 2026-05-03 |  | Pavi | M&M | Automotive
2006 | Active | DG1040/01 | DEPTH GAUGE | 32.800/33.200 |  | RBC |  | SEAL DEPTH | WPA1056 | WPP 1056-01 BODY | M&M M/C | M&M Plant | Inhouse-Gauges | 6 MONTH | 2026-05-03 | 2026-11-03 | OK |  | 2026-05-03 |  | Pavi | M&M | Automotive
2007 | Active | DG1038/01 | DEPTH GAUGE | 38.84/39.04 |  | RBC |  | BRG BORE DEPTH | WPA1056 | WPP 1056-01 BODY | M&M M/C | M&M Plant | Inhouse-Gauges | 6 MONTH | 2026-05-03 | 2026-11-03 | OK |  | 2026-05-03 |  | Pavi | M&M | Automotive
2008 | Active | DG1042/01 | DEPTH GAUGE | 75.400/75.600 |  | RBC |  | TOTAL HEIGHT | WPA1056 | WPP 1056-01 BODY | M&M M/C | M&M Plant | Inhouse-Gauges | 6 MONTH | 2026-05-03 | 2026-11-03 | OK |  | 2026-05-03 |  | Pavi | M&M | Automotive
2009 | Active | SNG363/10 | SNAP GAUGE | 10.200/9.800 |  | RBC |  | BOSS HEIGHT | WPA1056 | WPP 1056-01 BODY | M&M M/C | M&M Plant | Inhouse-Gauges | 6 MONTH | 2026-05-03 | 2026-11-03 | OK |  |  |  | Pavi | M&M | Automotive
2010 | Active | DG929/01 | DEPTH GAUGE | 5.00/5.20 |  | RBC |  | DOWEL DEPTH | WPA1056 | WPP 1056-01 BODY | M&M M/C | M&M Plant | Inhouse-Gauges | 6 MONTH | 2026-05-03 | 2026-11-03 | OK |  | 2025-11-03 |  | Pavi | M&M | Automotive
2011 | Active | DG1039/01 | DEPTH GAUGE | 6.50/7.00 |  | RBC |  | PLUG DEPTH | WPA1056 | WPP 1056-01 BODY | M&M M/C | M&M Plant | Inhouse-Gauges | 6 MONTH | 2026-05-03 | 2026-11-03 | OK |  | 2026-05-03 |  | Pavi | M&M | Automotive
2012 | Active | PG468/02 | PLUG GAUGE | 20.000/20.052 |  | RBC |  | PLUG CUP | WPA1056 | WPP 1056-01 BODY | M&M M/C | M&M Plant | Inhouse-Gauges | 2 MONTH | 2026-05-03 | 2026-07-03 | OK |  | 2026-03-03 |  | Pavi | M&M | Automotive
2013 | Active | SM1042/01 | SETTING MASTER | 1.28 |  | RBC |  | GROOVE DEPTH | WPA1056 | WPP 1056-01 BODY | M&M M/C | M&M Plant | Inhouse-Gauges | 6 MONTH | 2025-11-03 | 2026-05-03 | OVER DUE |  |  |  | Pavi | M&M | Automotive
2014 | Active | SPG207/02 | SPECIAL GAUGE | 1.280 (1.75/3.10) |  | RBC |  | GROOVE DEPTH | WPA1056 | WPP 1056-01 BODY | M&M | M&M Plant | Inhouse-Gauges | 6 MONTH | 2025-11-03 | 2026-05-03 | OVER DUE |  |  |  | Pavi | M&M | Automotive
2015 | Active | SM1063/01 | SETTING MASTER | Base Plate (14.2) |  | RBC |  | TOTAL HEIGHT | WPA1056 | WPP 1056-01 BODY | M&M | M&M Plant | Inhouse-Gauges | 6 MONTH | 2026-05-03 | 2026-11-03 | OK |  |  |  | Pavi | M&M | Automotive
2016 | Active | SPG1065/01 | SPECIAL GAUGE | 0.050 & 0.060& 0.50 |  | RBC |  | M.H &D.H POSITION | WPA1056 | WPP1056.01 BODY | SQA | SQA | Inhouse-Gauges | 6 MONTH | 2025-11-03 | 2026-05-03 | OVER DUE |  |  |  | Pavi | M&M | Automotive
2017 | Active | SPG1066/01 | SPECIAL GAUGE | 0.070 & 0.060& 0.40&0.45 |  | RBC |  | M.H &D.H POSITION | WPA1056 | WPP1056.02 COVER | SQA | SQA | Inhouse-Gauges | 6 MONTH | 2025-11-03 | 2026-05-03 | OVER DUE |  |  |  | Pavi | M&M | Automotive
2018 | Active | PG916/01 | PLUG GAUGE | 17.900/17.927 |  | RBC |  | TUBE DIA | WPA1056 | WPP1056-02 COVER | M&M M/C | M&M Plant | Inhouse-Gauges | 1 MONTH | 2026-05-03 | 2026-06-03 | OK |  | 2026-02-03 |  | Pavi | M&M | Automotive
2019 | Active | PG915/01 | PLUG GAUGE | 29.400/29.800 & 12.80 |  | RBC |  | THERMOSTART STEP DIA | WPA1056 | WPP1056-02 COVER | M&M M/C | M&M Plant | Inhouse-Gauges | 6 MONTH | 2026-05-03 | 2026-11-03 | OK |  | 2025-11-03 |  | Pavi | M&M | Automotive
2020 | Active | PG914/01 | PLUG GAUGE | 33.800/34.200 |  | RBC |  | THERMOSTART STEP DIA | WPA1056 | WPP1056-02 COVER | M&M M/C | M&M Plant | Inhouse-Gauges | 6 MONTH | 2026-05-03 | 2026-11-03 | OK |  | 2025-11-03 |  | Pavi | M&M | Automotive
2021 | Active | PG912/01 | PLUG GAUGE | 47.500/48.500 |  | RBC |  | THERMOSTART STEP DIA | WPA1056 | WPP1056-02 COVER | M&M M/C | M&M Plant | Inhouse-Gauges | 6 MONTH | 2026-05-03 | 2026-11-03 | OK |  | 2025-11-03 |  | Pavi | M&M | Automotive
2022 | Active | DG1048/01 | DEPTH GAUGE | 32.400/32.600 |  | RBC |  | THERMOSTART STEP DEPTH | WPA1056 | WPP1056-02 COVER | M&M M/C | M&M Plant | Inhouse-Gauges | 6 MONTH | 2026-05-03 | 2026-11-03 | OK |  | 2026-05-03 |  | Pavi | M&M | Automotive
2023 | Active | DG929/02 | DEPTH GAUGE | 5.000/5.200 |  | RBC |  | 6 DOWEL DEPTH | WPA1056 | WPP1056-02 COVER | M&M M/C | M&M Plant | Inhouse-Gauges | 6 MONTH | 2026-05-03 | 2026-11-03 | OK |  | 2025-11-03 |  | Pavi | M&M | Automotive
2024 | Active | DG930/01 | DEPTH GAUGE | 5.200/5.700 |  | RBC |  | 11 DOWEL DEPTH | WPA1056 | WPP1056-02 COVER | M&M M/C | M&M Plant | Inhouse-Gauges | 6 MONTH | 2026-05-03 | 2026-11-03 | OK |  | 2025-11-03 |  | Pavi | M&M | Automotive
2025 | Active | SNG1033/01 | SNAP GAUGE | 68.200/67.800 |  | RBC |  | BOSS HEIGHT | WPA1056 | WPP1056-02 COVER | M&M M/C | M&M Plant | Inhouse-Gauges | 6 MONTH | 2026-05-03 | 2026-11-03 | OK |  | 2025-11-03 |  | Pavi | M&M | Automotive
2026 | Active | SNG1032/03 | SNAP GAUGE | 43.200/42.800 |  | RBC |  | BOSS HEIGHT | WPA1056 | WPP1056-02 COVER | M&M M/C | M&M Plant | Inhouse-Gauges | 6 MONTH | 2026-05-03 | 2026-11-03 | OK |  | 2026-05-03 |  | Pavi | M&M | Automotive
2027 | Active | DG1049/01 | DEPTH GAUGE | 43.10/43.30 |  | RBC |  | THERMOSTART STEP DEPTH | WPA1056 | WPP1056-02 COVER | M&M M/C | M&M Plant | Inhouse-Gauges | 6 MONTH | 2026-05-03 | 2026-11-03 | OK |  | 2026-05-03 |  | Pavi | M&M | Automotive
2028 | Active | SPG1090/01 | SPECIAL GAUGE | 15& M6 INLET PITCH |  | RBC |  | 15& M6 INLET PITCH | WPA1056 | WPP1056-02 COVER | M&M M/C | M&M Plant | Inhouse-Gauges | 6 MONTH | 2025-11-03 | 2026-05-03 | OVER DUE |  |  |  | Pavi | M&M | Automotive
2029 | Active | PG674/04 | PLUG GAUGE | 9.000/9.200 |  | RBC |  | M.H DIA | WPA1056 | WPP1056-02 COVER | M&M M/C | M&M Plant | Inhouse-Gauges | 6 MONTH | 2026-05-03 | 2026-11-03 | OK |  | 2025-11-03 |  | Pavi | M&M | Automotive
2029 | STOCK | DG378/03 | DEPTH GAUGE | 4.900/5.100 |  | RBC |  | THERMOSTART DEPTH | WP COVER | WPP1056-02 COVER | M&M | M&M Plant | Inhouse-Gauges | 6 MONTH |  |  | NO PLAN |  |  |  | Pavi | M&M | Automotive
2030 | Active | PG913/01 | PLUG GAUGE | 12.800/13.200 |  | RBC |  | THERMOSTART STEP DIA | WPA1056 | WPP1056-02 COVER | M&M M/C | M&M Plant | Inhouse-Gauges | 6 MONTH | 2026-05-03 | 2026-11-03 | OK |  | 2025-11-03 |  | Pavi | M&M | Automotive
2031 | Active | PG644/03 | PLUG GAUGE | 14.80/15.200 &25 |  | RBC |  | INLET HOLE DIA | WPA1056 | WPP1056-02 COVER | M&M M/C | M&M Plant | Inhouse-Gauges | 6 MONTH | 2026-05-03 | 2026-11-03 | OK |  | 2025-11-03 |  | Pavi | M&M | Automotive
2032 | Active | MD086 | MANDLE | 11.940/11.958 |  | RBC |  | IMPELLER DIA | WPA1056 | WK1056.02 IMPELLER | SQA | SQA | Inhouse-Gauges | 6 MONTH | 2025-11-10 | 2026-05-10 | OVER DUE |  |  |  | Pavi | M&M | Automotive
2033 | Active | DG926/01 | DEPTH GAUGE | 12.900/13.000 |  | RBC |  | IMPELLER HEIGHT | WPA1056 | WK1056.02 IMPELLER | SQA | SQA |  | 6 MONTH | 2026-05-03 | 2026-11-03 | OK |  | 2025-11-03 |  | Pavi | M&M
2034 | Active | SM931/01 | SETTING MASTER | 13 |  | RBC |  | IMPELLER HEIGHT | WPA1056 | WK1056.02 IMPELLER | SQA | SQA | Inhouse-Gauges | 6 MONTH | 2025-11-03 | 2026-05-03 | OVER DUE |  |  |  | Pavi | M&M | Automotive
2035 | Active | MD087 | MANDLE | 15.853/15.874 |  | RBC |  | HUB DIA | WPA1056 | WK1056.04 HUB | SQA | SQA | Inhouse-Gauges | 6 MONTH | 2025-11-10 | 2026-05-10 | OVER DUE |  |  |  | Pavi | M&M | Automotive
2036 | Active | SPG1064/01 | SPECIAL GAUGE | 54 PCD HUB |  | RBC |  | PCD | WPA1056 | WK1056.04 HUB | SQA | SQA | Inhouse-Gauges | 6 MONTH | 2025-11-10 | 2026-05-10 | OVER DUE |  |  |  | Pavi | M&M | Automotive
2037 | Active | SNG370/04 | SNAP GAUGE | 13.800/14.200 |  | RBC |  | THICKNESS | WPA1056 | WK1056.04 HUB | SQA | SQA | Inhouse-Gauges | 6 MONTH | 2026-05-10 | 2026-11-10 | OK |  | 2025-11-10 |  | Pavi | M&M | Automotive
2038 | Active | PG919/01 | PLUG GAUGE | 121.50/122.20 |  | RBC |  | PULLEY DIA | WPA1056 | WPP1056.04 PULLEY | SQA | SQA | Inhouse-Gauges | 6 MONTH | 2026-05-10 | 2026-11-10 | OK |  | 2025-11-10 |  | Pavi | M&M | Automotive
2039 | Active | DG932/01 | DEPTH GAUGE | 30.50/31.00 |  | RBC |  | DEPTH | WPA1056 | WPP1056.04 PULLEY | SQA | SQA | Inhouse-Gauges | 6 MONTH | 2026-05-10 | 2026-11-10 | OK |  | 2025-11-10 |  | Pavi | M&M | Automotive
2040 | Active | MD088 | MANDLE | 26.00/26.05 |  | RBC |  | PULLEY DIA | WPA1056 | WPP1056.04 PULLEY | SQA | SQA | Inhouse-Gauges | 6 MONTH | 2025-11-10 | 2026-05-10 | OVER DUE |  |  |  | Pavi | M&M | Automotive
2040 | Active | TPG038/05 | THREAD PLUG GAUGE | M18X1.5-6H | * | * | NA | attribute |  |  | GM | GM Plant | Inhouse-Gauges | 6 MONTH | 2026-01-24 | 2026-07-24 | OK |  |  |  | Gowri |  | Automotive
2041 | Active | RG070/01 | RING GAUGE | 67.80/68.00 |  | RBC |  | WK1056.02 IMPELLER | WPA1056 | WPP1056.02 | SQA | SQA | Inhouse-Gauges | 6 MONTH | 2026-05-10 | 2026-11-10 | OK |  | 2026-05-10 |  | Pavi | M&M | Automotive
2042 | Active | SNG1032/02 | SNAP GAUGE | 43.20/42.80 |  | RBC |  | BOSS HEIGHT | WPA1056 | WPP1056-02 COVER |  |  | Inhouse-Gauges | 6 MONTH | 2026-05-03 | 2026-11-03 | OK |  | 2025-11-03 |  | Gowri | M&M | Automotive
2043 | Active | SNG1033/02 | SNAP GAUGE | 68.20/67.80 |  | RBC |  | BOSS HEIGHT | WPA1056 | WPP1056-02 COVER |  |  | Inhouse-Gauges | 6 MONTH | 2026-05-03 | 2026-11-03 | OK |  | 2025-11-03 |  | Gowri | M&M | Automotive
2044 | Active | SNG1034/01 | SNAP GAUGE | 20.30/19.90 |  | RBC |  | TUBE OD | WPA1056 | WK1056-08 BEND TUBE |  |  | Inhouse-Gauges | 6 MONTH | 2026-05-03 | 2026-11-03 | OK |  | 2025-11-03 |  | Gowri | M&M | Automotive
2045 | Active | PG674/05 | PLUG GAUGE | 9.000/9.200 |  | RBC |  | M.H DIA | WPA1056 | WPP1056-02 COVER | M&M | M&M Plant | Inhouse-Gauges | 6 MONTH | 2026-05-03 | 2026-11-03 | OK |  | 2025-11-03 |  | Pavi | M&M | Automotive
2046 | Active | SNG586/01 | SNAP GAUGE | 10.20/9.80 |  | YE |  | BOSS HEIGHT | WPA1056 | WPP1056-01 BODY | M&M | M&M Plant | Inhouse-Gauges | 6 MONTH | 2026-05-03 | 2026-11-03 | OK |  | 2025-11-03 |  | Pavi | M&M | Automotive
2047 | Active | DG930/02 | DEPTH GAUGE | 5.200/5.700 |  | RBC |  | 11 DOWEL DEPTH | WPA1056 | WPP1056-02 COVER | M&M M/C | M&M Plant | Inhouse-Gauges | 6 MONTH | 2026-05-03 | 2026-11-03 | OK |  | 2025-11-03 |  | Pavi | M&M | Automotive
2048 | Active | DG651/03 | DEPTH GAUGE | 49.900/50.100 | * | * | NA | attribute |  |  | GM | GM Plant | Inhouse-Gauges | 6 MONTH | 2026-01-24 | 2026-07-24 | OK |  | 2026-01-24 | LAKSMI | Gowri |  | Automotive
2063 | Active | RG071/01 | RING GAUGE | 53.300/53.246 | * | * | NA | attribute | OP1037 | OP1037 BODY |  |  | Inhouse-Gauges | 6 MONTH | 2025-12-17 | 2026-06-17 | OK |  |  |  | Gowri |  | Automotive
2064 | Active | SNG930/04 | SNAP GAUGE | 28.150/27.850 | * | * | NA | attribute | OP1037 | OP1037 BODY |  |  | Inhouse-Gauges | 6 MONTH | 2025-12-17 | 2026-06-17 | OK |  |  |  | Gowri |  | Automotive
2065 | Active | SNG387/02 | SNAP GAUGE | 7.300/7.700 | * | * | NA | attribute | OP1037 | OP1037 BODY |  |  | Inhouse-Gauges | 6 MONTH | 2025-12-17 | 2026-06-17 | OK |  |  |  | Gowri |  | Automotive
2066 | Active | DG934/01 | DEPTH GAUGE | 48.000/48.600 | * | * | NA | attribute | OP1037 | OP1037 BODY |  |  | Inhouse-Gauges | 6 MONTH | 2025-12-17 | 2026-06-17 | OK |  |  |  | Gowri |  | Automotive
2067 | Active | DG934/02 | DEPTH GAUGE | 48.000/48.600 | * | * | NA | attribute | OP1037 | OP1037 BODY |  |  | Inhouse-Gauges | 6 MONTH | 2025-12-17 | 2026-06-17 | OK |  |  |  | Gowri |  | Automotive
2068 | Active | DG1050/01 | DEPTH GAUGE | 14.800/15.200 | * | * | NA | attribute | OP1037 | OP1037 BODY |  |  | Inhouse-Gauges | 6 MONTH | 2025-12-17 | 2026-06-17 | OK |  |  |  | Gowri |  | Automotive
2069 | Active | PG0425/013 | PLUG GAUGE | 18.032/18.050 | * | * | NA | attribute | OP1037 | OP1037 BODY |  |  | Inhouse-Gauges | 1 MONTH | 2026-04-17 | 2026-05-17 | DUE SOON |  |  |  | Gowri |  | Automotive
2070 | Active | PG0425/014 | PLUG GAUGE | 18.032/18.050 | * | * | NA | attribute | OP1037 | OP1037 BODY |  |  | Inhouse-Gauges | 1 MONTH | 2026-04-17 | 2026-05-17 | DUE SOON |  |  |  | Gowri |  | Automotive
2071 | Active | PG923/01 | PLUG GAUGE | 6.600/6.800 | * | * | NA | attribute | OP1037 | OP1037 BODY |  |  | Inhouse-Gauges | 6 MONTH | 2025-12-17 | 2026-06-17 | OK |  |  |  | Gowri |  | Automotive
2072 | Active | PG589/03 | PLUG GAUGE | 19.900/20.100 |  | SLSE |  | SLSE | OP1037 | OP1037 BODY | M/C SHOP | MSIL Plant | Inhouse-Gauges | 6 MONTH | 2025-12-17 | 2026-06-17 | OK |  |  |  | Gowri | TML | Automotive
2073 | Active | PG400/02 | PLUG GAUGE | 11.800/12.200 | * | * | NA | attribute | OP1037 | OP1037 BODY |  |  | Inhouse-Gauges | 6 MONTH | 2025-12-17 | 2026-06-17 | OK |  |  |  | Gowri |  | Automotive
2074 | Active | SNG378/02 | SNAP GAUGE | 6.800/7.200 | * | * | NA | attribute | OP1037 | OP1037 BODY |  |  | Inhouse-Gauges | 6 MONTH | 2025-12-17 | 2026-06-17 | OK |  |  |  | Gowri |  | Automotive
2075 | Active | SNG930/03 | SNAP GAUGE | 28.150/27.850 | * | * | NA | attribute | OP1037 | OP1037 BODY |  |  | Inhouse-Gauges | 6 MONTH | 2025-12-17 | 2026-06-17 | OK |  |  |  | Gowri |  | Automotive
2076 | Active | PG650/14 | PLUG GAUGE | 15.800/16.200 |  | SLSE |  | SLSE | OP1037 | OP1037 BODY | M/C SHOP | MSIL Plant | Inhouse-Gauges | 6 MONTH | 2025-12-17 | 2026-06-17 | OK |  |  |  | Gowri | TML | Automotive
2077 | Active | PG924/01 | PLUG GAUGE | 15.874/15.884 |  | SLSE |  | SLSE | OP1037 | OP1037 BODY | M/C SHOP | MSIL Plant | Inhouse-Gauges | 6 MONTH | 2025-12-17 | 2026-06-17 | OK |  |  |  | Gowri | TML | Automotive
2078 | Active | PG922/01 | PLUG GAUGE | 14.100/14.500 |  | SLSE |  | SLSE | OP1037 | OP1037 BODY | M/C SHOP | MSIL Plant | Inhouse-Gauges | 6 MONTH | 2025-12-17 | 2026-06-17 | OK |  |  |  | Gowri | TML | Automotive
2079 | Active | PG402/03 | PLUG GAUGE | 6.500/6.700 | * | * | NA | attribute | OP1037 | OP1037 BODY |  |  | Inhouse-Gauges | 6 MONTH | 2025-12-17 | 2026-06-17 | OK |  |  |  | Gowri |  | Automotive
2080 | Active | PG402/02 | PLUG GAUGE | 6.500/6.700 |  | SLSE |  | SLSE | OP1037 | OP1037 BODY | M/C SHOP | MSIL Plant | Inhouse-Gauges | 6 MONTH | 2025-12-17 | 2026-06-17 | OK |  |  |  | Gowri | TML | Automotive
2081 | Active | PG601/04 | PLUG GAUGE | 19.800/20.200 |  | SLSE |  | SLSE | OP1037 | OP1037 BODY | M/C SHOP | MSIL Plant | Inhouse-Gauges | 6 MONTH | 2025-12-17 | 2026-06-17 | OK |  |  |  | Gowri | TML | Automotive
2082 | Active | PG499/07 | PLUG GAUGE | 9.020/9.300 |  | SLSE |  | SLSE | OP1037 | OP1037 BODY | M/C SHOP | MSIL Plant | Inhouse-Gauges | 6 MONTH | 2025-12-17 | 2026-06-17 | OK |  |  |  | Gowri | TML | Automotive
2083 | Active | PG499/08 | PLUG GAUGE | 9.020/9.300 | * | * | NA | attribute | OP1037 | OP1037 BODY |  |  | Inhouse-Gauges | 6 MONTH | 2025-12-17 | 2026-06-17 | OK |  |  |  | Gowri |  | Automotive
2084 | Active | PG0485/03 | PLUG GAUGE | 16.800/17.200 |  | SLSE |  | SLSE | OP1037 | OP1037 BODY | M/C SHOP | MSIL Plant | Inhouse-Gauges | 6 MONTH | 2025-12-17 | 2026-06-17 | OK |  |  |  | Gowri | TML | Automotive
2085 | Active | PG921/01 | PLUG GAUGE | 4.000/4.200 |  | SLSE |  | SLSE | OP1037 | OP1037 BODY | M/C SHOP | MSIL Plant | Inhouse-Gauges | 6 MONTH | 2025-12-17 | 2026-06-17 | OK |  |  |  | Gowri | TML | Automotive
2086 | Active | PG903/02 | PLUG GAUGE | 34.800/35.200 | * | * | NA | attribute | WPA1048 | WPA1048 | ASSY | MSIL Plant | Inhouse-Gauges | 6 MONTH | 2026-04-15 | 2026-10-15 | OK |  | 2025-10-15 |  | Gowri | Force Motor | Automotive
2087 | Active | PG899/02 | PLUG GAUGE | 41.800/42.200 | * | * | NA | attribute | WPA1048 | WPA1048 | ASSY | MSIL Plant | Inhouse-Gauges | 6 MONTH | 2026-04-15 | 2026-10-15 | OK |  | 2025-10-15 |  | Gowri | Force Motor | Automotive
2088 | Active | PG900/01 | PLUG GAUGE | 29.900/30.200 | * | * | NA | attribute | WPA1048 | WPA1048 | ASSY | MSIL Plant | Inhouse-Gauges | 6 MONTH | 2026-04-15 | 2026-10-15 | OK |  | 2025-10-15 |  | Gowri | Force Motor | Automotive
2088 | Active | PG900/02 | PLUG GAUGE | 29.900/30.200 | * | * | NA | attribute |  |  |  |  | Inhouse-Gauges | 6 MONTH | 2026-03-31 | 2026-09-30 | OK |  |  |  | Gowri |  | Automotive
2088 | Active | PG900/03 | PLUG GAUGE | 29.900/30.200 | * | * | NA | attribute |  |  |  |  | Inhouse-Gauges | 6 MONTH | 2026-03-31 | 2026-09-30 | OK |  |  |  | Gowri |  | Automotive
2089 | Active | PG0183/08 | PLUG GAUGE | 9.000/9.500 | * | * | NA | attribute | WPA1048 | WPA1048 | ASSY | MSIL Plant | Inhouse-Gauges | 6 MONTH | 2026-04-15 | 2026-10-15 | OK |  | 2025-10-15 |  | Gowri | MSIL | Automotive
2090 | Active | DI011/04 | DIAL INDICATOR | 0.010~0.800 mm | 0.01mm | MITUTOYO |  | ANALOG | M&M | M&M M/C | M&M | M&M Plant | Inhouse-Instruments | 6 MONTH | 2025-12-20 | 2026-06-20 | OK |  |  |  | Pavi | M&M | Automotive
2090 | Active | PG243/13 | PLUG GAUGE | 2.900/3.100 | * | * | NA | attribute | WPA1048 | WPA1048 | ASSY | MSIL Plant | Inhouse-Gauges | 6 MONTH | 2026-04-15 | 2026-10-15 | OK |  | 2025-10-15 |  | Gowri | 2025-12-15 | 2026-01-15
2091 | Active | PG901/01 | POSITION GAUGE | 0.45 | 0.45 | AMC |  | ATTRIBUTE | OP1021 | OP1021 | MSIL | MSIL Plant | Inhouse-Gauges | 6 MONTH | 2026-02-01 | 2026-08-01 | OK |  |  |  | Gowri | MSIL | Automotive
2091 | Active | PG901/03 | PLUG GAUGE | 6.270/6.310 | * | * | NA | attribute | WPA1048 | WPA1048 | ASSY | MSIL Plant | Inhouse-Gauges | 1 MONTH | 2026-05-15 | 2026-06-15 | OK |  | 2026-10-15 |  | Gowri | Force Motor | Automotive
2092 | Active | PG0270/15 | PLUG GAUGE | 11.00/11.27 |  | NTI |  |  | SQA | SQA | SQA | SQA | Inhouse-Gauges | 6 MONTH | 2026-01-18 | 2026-07-18 | OK |  |  |  | Gowri |  | Automotive
2092 | Active | DG915/02 | DEPTH GAUGE | 7.500/8.500 | * | * | NA | attribute | WPA1048 | WPA1048 |  | MSIL Plant |  | 6 MONTH | 2026-04-15 | 2026-10-15 | OK |  | 2025-10-15 |  | Gowri | 2025-12-15 | 2026-01-15
2093 | Active | TPG042/01 | THREAD PLUG GAUGE | 5/16-18 | * | * | NA | attribute |  |  |  |  | Inhouse-Gauges | 2 MONTH | 2026-04-18 | 2026-06-18 | OK |  |  |  | Gowri |  | Automotive
2093 | Active | DG916/01 | DEPTH GAUGE | 6.900/7.100 | * | * | NA | attribute | WPA1048 | WPA1048 | ASSY | MSIL Plant | Inhouse-Gauges | 6 MONTH | 2026-04-15 | 2026-10-15 | OK |  | 2025-10-15 |  | Gowri | Force Motor | Automotive
2094 | Active | SNG945/01 | SNAP GAUGE | 36.500/36.800 | * | * | NA | attribute | WPA1048 | WPA1048 | ASSY | MSIL Plant | Inhouse-Gauges | 6 MONTH | 2026-04-15 | 2026-10-15 | OK |  |  |  | Gowri | Force Motor | Automotive
2094 | Active | SNG945/04 | SNAP GAUGE | 36.500/36.800 | * | * | NA | attribute | WPA1048 | WPA1048 | WPA1048 | MSIL Plant | Inhouse-Gauges | 6 MONTH | 2026-04-15 | 2026-10-15 | OK |  |  |  | Gowri | 6 MONTH | Automotive
2094 | Active | PG668/102 | PLUG GAUGE | 4.917/5.153 | * | * | NA | attribute |  |  |  |  | Inhouse-Gauges | 6 MONTH | 2025-12-20 | 2026-06-20 | OK |  | 2025-12-20 |  | Gowri |  | Automotive
2095 | Active | SNG951/01 | SNAP GAUGE | 14.800/15.200 | * | * | NA | attribute | WPA1048 | WPA1048 | ASSY | MSIL Plant | Inhouse-Gauges | 6 MONTH | 2026-04-15 | 2026-10-15 | OK |  | 2025-10-15 |  | Gowri | Force Motor | Automotive
2096 | Active | SNG948/01 | SNAP GAUGE | 38.000/38.200 | * | * | NA | attribute | WPA1048 | WPA1048 | ASSY | MSIL Plant | Inhouse-Gauges | 6 MONTH | 2026-04-15 | 2026-10-15 | OK |  | 2026-10-15 |  | Gowri | Force Motor | Automotive
2097 | Active | SNG954/01 | SNAP GAUGE | 38.300/38.700 | * | * | NA | attribute | WPA1048 | WPA1048 | ASSY | MSIL Plant | Inhouse-Gauges | 6 MONTH | 2026-04-15 | 2026-10-15 | OK |  | 2026-10-15 |  | Gowri | Force Motor | Automotive
2098 | Active | SNG943/04 | SNAP GAUGE | 45.200/44.800 | * | * | NA | attribute | WPA1048 | WPA1048 | ASSY | MSIL Plant | Inhouse-Gauges | 6 MONTH | 2026-04-15 | 2026-10-15 | OK |  | 2025-10-15 |  | Gowri | Force Motor | Automotive
2099 | Active | SNG944/01 | SNAP GAUGE | 42.200/41.800 | * | * | NA | attribute | WPA1048 | WPA1048 | ASSY | MSIL Plant | Inhouse-Gauges | 6 MONTH | 2026-04-15 | 2026-10-15 | OK |  | 2025-10-15 |  | Gowri | Force Motor | Automotive
2100 | Active | CCG91/01 | CONCENTRICITY GAUGE | DIA40/M24 | * | * | NA | attribute | WPA1048 | WPA1048 | M/C | M&M Plant | Inhouse-Gauges | 6 MONTH | 2025-10-15 | 2026-04-15 | OVER DUE |  |  |  | Pavi | M&M | Automotive
2107 | Active | SNG380/06 | SNAP GAUGE | 38.300/37.300 | * | * | NA | attribute | WPP1026 | WPP1026 |  |  | Inhouse-Gauges | 6 MONTH | 2026-01-10 | 2026-07-10 | OK |  |  |  | Gowri
2108 | Active | SNG380/07 | SNAP GAUGE | 38.300/37.300 | * | * | NA | attribute | WPP1026 | WPP1026 |  |  | Inhouse-Gauges | 6 MONTH | 2026-01-10 | 2026-07-10 | OK |  | 2026-01-10 |  | Gowri
2109 | Active | SNG269/02 | SNAP GAUGE | 41.300/40.700 | * | * | NA | attribute | WPP1026 | WPP1026 |  |  | Inhouse-Gauges | 6 MONTH | 2026-01-10 | 2026-07-10 | OK |  | 2026-01-10 |  | Gowri
2110 | Active | SNG269/03 | SNAP GAUGE | 41.300/40.700 | * | * | NA | attribute | WPP1026 | WPP1026 |  |  | Inhouse-Gauges | 6 MONTH | 2026-01-10 | 2026-07-10 | OK |  | 2026-01-10 |  | Gowri
2111 | Active | SNG1036/01 | SNAP GAUGE | 22.200/21.800 | * | * | NA | attribute | WPP1026 | WPP1026 |  |  | Inhouse-Gauges | 6 MONTH | 2026-01-10 | 2026-07-10 | OK |  | 2026-01-10 |  | Gowri
2112 | Active | SNG1036/02 | SNAP GAUGE | 22.200/21.800 | * | * | NA | attribute | WPP1026 | WPP1026 |  |  | Inhouse-Gauges | 6 MONTH | 2026-01-10 | 2026-07-10 | OK |  | 2026-01-10 |  | Gowri
2113 | Active | SNG728/02 | SNAP GAUGE | 24.000/23.500 | * | * | NA | attribute | WPP1026 | WPP1026 |  |  | Inhouse-Gauges | 6 MONTH | 2026-01-10 | 2026-07-10 | OK |  | 2026-01-10 |  | Gowri
2114 | Active | SNG728/03 | SNAP GAUGE | 24.000/23.500 | * | * | NA | attribute | WPP1026 | WPP1026 |  |  | Inhouse-Gauges | 6 MONTH | 2026-01-10 | 2026-07-10 | OK |  |  |  | Gowri
2115 | Active | SNG267/04 | SNAP GAUGE | 13.200/12.800 | * | * | NA | attribute | WPP1026 | WPP1026 | ASSY LINE I | M&M Plant | Inhouse-Gauges | 6 MONTH | 2026-01-10 | 2026-07-10 | OK |  | 2026-01-10 |  | Pavi | M&M | Automotive
2116 | Active | SNG267/05 | SNAP GAUGE | 13.200/12.800 | * | * | NA | attribute | WPP1026 | WPP1026 |  |  | Inhouse-Gauges | 6 MONTH | 2026-01-10 | 2026-07-10 | OK |  | 2026-01-10 |  | Gowri
2117 | Active | SNG590/02 | SNAP GAUGE | 9.500/9.000 | * | * | NA | attribute | WP887BM | WP887BM |  |  | Inhouse-Gauges | 6 MONTH | 2026-01-10 | 2026-07-10 | OK |  | 2026-01-10 |  | Gowri
2118 | Active | SNG1037/01 | SNAP GAUGE | 8.000/7.500 | * | * | NA | attribute | OP887M6 | OP887M6 |  |  | Inhouse-Gauges | 6 MONTH | 2026-01-10 | 2026-07-10 | OK |  | 2026-01-10 |  | Gowri
2119 | Active | PG1031/01 | PLUG GAUGE | 18.440/18.500 | * | * | NA | attribute | WP1023 | WP1023 |  | M&M Plant | Inhouse-Gauges | 2 MONTH | 2026-05-10 | 2026-07-10 | OK |  | 2026-01-10 |  | Gowri | Kohler | Automotive
2120 | Active | PG1032/01 | PLUG GAUGE | 20.500/20.533 | * | * | NA | attribute | OP989 | OP989 |  |  | Inhouse-Gauges | 1 MONTH | 2026-05-10 | 2026-06-10 | OK |  | 2026-02-10 |  | Gowri
2121 | Active | PG824/05 | PLUG GAUGE | 32.250/32.300 | * | * | NA | attribute | OP989 | OP989 |  |  | Inhouse-Gauges | 1 MONTH | 2026-05-10 | 2026-06-10 | OK |  | 2026-03-10 |  | Gowri
2122 | Active | PG418/02 | PLUG GAUGE | 11.000/11.200 | * | * | NA | attribute | WPA1026 |  | M&M PLANT | M&M Plant | Inhouse-Gauges | 6 MONTH | 2026-03-23 | 2026-09-23 | OK |  | 2026-03-23 |  | Gowri |  | Automotive
2123 | Active | PG1033/01 | PLUG GAUGE | 2.550/2.750 | * | * | NA | attribute | IFC895M1 | IFC895M1 | ASSY |  | Inhouse-Gauges | 6 MONTH | 2026-01-10 | 2026-07-10 | OK |  | 2026-01-10 | 2026-01-10 | Gowri
2124 | Active | TPG034/09 | THREAD PLUG GAUGE | M14X1.5-6H | * | * | NA | attribute |  |  | GM | GM Plant | Inhouse-Gauges | 6 MONTH | 2026-01-24 | 2026-07-24 | OK |  |  |  | Gowri |  | Automotive
2124 | Active | PG0472/02 | PLUG GAUGE | 3.100/3.300 | * | * | NA | attribute | WPA939 | WPA939 |  |  | Inhouse-Gauges | 6 MONTH | 2026-01-10 | 2026-07-10 | OK |  |  | 2026-01-10 | Gowri
2125 | Active | SPG1091/01 | SPECIAL GAUGE | 4.600/70.00 | * | * | NA | attribute | WPA1035 | WK1035-02 | SQA | SQA | Inhouse-Gauges | 6 MONTH | 2026-01-22 | 2026-07-22 | OK |  |  | Manivannan | Pavi | VECV | Non Automative
2126 | Active | SM1091/01 | SETTING MASTER | 4.600/70.00 | * | * | NA | attribute | WPA1035 | WK1035-02 | SQA | SQA | Inhouse-Gauges | 6 MONTH | 2026-01-22 | 2026-07-22 | OK |  |  | Manivannan | Pavi | VECV | Non Automative
2126 | Active | TPG010/10 | THREAD PLUG GAUGE | M14X1.5-6H | * | * | NA | attribute |  |  | GM | GM Plant | Inhouse-Gauges | 6 MONTH | 2026-01-24 | 2026-07-24 | OK |  |  |  | Gowri |  | Automotive
2127 | Active | PG180/5 | PLUG GAUGE | 12.000/12.027 | * | * | NA | ATTRIBUTE |  |  | M/C SHOP | MSIL Plant | Inhouse-Gauges | 1 MONTH | 2026-04-24 | 2026-05-24 | OK |  | 2026-04-24 | LAKSMI | Gowri | MSIL | Automotive
2127 | Active | PG0417/002 | PLUG GAUGE | 8.000/8.100 | * | * | NA | attribute | OP809 | OP809.01 | GM | GM Plant | Inhouse-Gauges | 6 MONTH | 2026-01-24 | 2026-07-24 | OK |  | 2026-01-24 | IRSHAD | Gowri | GM | Automotive
2128 | Active | DI852 | DIAL INDICATOR | 0.010 ~10.000 mm | 0.01MM | MITUTOYO |  | ANALOG | OP1035 | OP1035 | SQA REC | MSIL Plant | Inhouse-Instruments | 6 MONTH | 2026-01-24 | 2026-07-24 | OK |  | 2026-01-24 | PAVI | Pavi | VECV | Automotive
2128 | Active | PG031/02 | PLUG GAUGE | 13.950/14.000 | * | * | NA | attribute |  |  | GM | GM Plant | Inhouse-Gauges | 1 MONTH | 2026-04-24 | 2026-05-24 | OK |  | 2026-02-24 | LAKSMI | Gowri |  | Automotive
2129 | Active | DG0246 | DEPTH GAUGE | 8.100/8.500 | * | * | NA | attribute |  |  | GM | GM Plant | Inhouse-Gauges | 6 MONTH | 2026-01-24 | 2026-07-24 | OK |  | 2026-01-24 |  | Gowri |  | Automotive
2130 | Active | PG046/01 | PLUG GAUGE | 14.000/14.027 | * | * | NA | attribute |  |  | GM | GM Plant | Inhouse-Gauges | 1 MONTH | 2026-04-24 | 2026-05-24 | OK |  | 2026-04-24 | LAKSMI | Gowri |  | Automotive
2130 | Active | DG0241 | DEPTH GAUGE | 14.750/15.250 | * | * | NA | attribute |  |  | GM | GM Plant | Inhouse-Gauges | 6 MONTH | 2026-01-24 | 2026-07-24 | OK |  | 2026-01-24 |  | Gowri |  | Automotive
2131 | Active | PG0311/09 | PLUG GAUGE | 7.952/7.973 | * | * | NA | attribute |  |  | GM | GM Plant | Inhouse-Gauges | 1 MONTH | 2026-04-24 | 2026-05-24 | OK |  | 2026-04-24 |  | Gowri | GM Plant | Automotive
2131 | Active | TPG096/322 | THREAD PLUG GAUGE | M6X1-6H | * | * | NA | attribute |  |  | GM | GM Plant | Inhouse-Gauges | 6 MONTH | 2026-01-24 | 2026-07-24 | OK |  |  | LAKSMI | Gowri |  | Automotive
2132 | Active | PG150/01 | PLUG GAUGE | 16.376/16.767 | * | * | NA | attribute |  |  | GM | GM Plant | Inhouse-Gauges | 6 MONTH | 2026-01-24 | 2026-07-24 | OK |  | 2026-01-24 |  | Gowri |  | Automotive
2132 | Active | DG184/09 | DEPTH GAUGE | 6.300/5.700 | * | * | NA | attribute |  |  | GM | GM Plant | Inhouse-Gauges | 6 MONTH | 2026-01-24 | 2026-07-24 | OK |  | 2026-01-24 | LAKSMI | Gowri |  | Automotive
2133 | Active | TPG009/72 | THREAD PLUG GAUGE | M12X1.5-6H | * | * | NA | attribute |  |  | GM | GM Plant | Inhouse-Gauges | 6 MONTH | 2026-01-24 | 2026-07-24 | OK |  |  | LAKSMI | Gowri |  | Automotive
2133 | Active | PG652/20 | PLUG GAUGE | 18.676/18.876 | * | * | NA | attribute |  |  | GM | GM Plant | Inhouse-Gauges | 6 MONTH | 2026-01-24 | 2026-07-24 | OK |  | 2026-01-24 |  | Gowri |  | Automotive
2134 | Active | TPG009/12 | THREAD PLUG GAUGE | M12X1.5-6H | * | * | NA | attribute |  |  | GM | GM Plant | Inhouse-Gauges | 6 MONTH | 2026-01-24 | 2026-07-24 | OK |  |  | LAKSMI | Gowri |  | Automotive
2135 | Active | DG1031/01 | DEPTH GAUGE |  | * | * | NA | attribute |  |  | GM | GM Plant | Inhouse-Gauges | 6 MONTH | 2026-01-24 | 2026-07-24 | OK |  | 2026-01-24 | LAKSMI | Gowri |  | Automotive
2136 | Active | PG891/01 | PLUG GAUGE | 18.025/18.027 | * | * | NA | attribute |  |  | GM | GM Plant | Inhouse-Gauges | 1 MONTH | 2026-04-24 | 2026-05-24 | OK |  | 2026-04-24 | Pavi | Gowri |  | Automotive
2137 | Active | SPG1068/01 | SPECIAL GAUGE | 32.99/32.49 | OP1035 | OP1035 |  | WP | IFC895M1 | M/C SHOP | M&M |  |  | 6 MONTH | 2026-01-22 | 2026-07-22 | OK |  |  | IRSHAD | Gowri
2138 | Active | DG350/03 | DEPTH GAUGE | 75.980/76.580 | * | * | NA | attribute | IFC895M1BS6 | IFC895M1BS6 | M&M AL M/C SHOP | M&M Plant | Inhouse-Gauges | 6 MONTH | 2026-02-28 | 2026-08-28 | OK |  |  |  | Pavi | M&M | Automotive
2140 | Active | CCG075/01 | CONCENTRICITY GAUGE | 48.300/57.000 | * | * | NA | attribute | IFC895M1BS6 | IFC895M1BS6 | M&M AL M/C SHOP | M&M Plant | Inhouse-Gauges | 6 MONTH | 2025-12-19 | 2026-06-19 | OK |  |  |  | Pavi | M&M | Automotive
2141 | Active | PG613/84 | PLUG GAUGE | 6.647/6.912 | * | * | NA | attribute | OP772 | OP772 | M/C SHOP | MSIL Plant | Inhouse-Gauges | 6 MONTH | 2026-03-11 | 2026-09-11 | OK |  |  |  | Gowri | VST | Automotive
2142 | Active | PG0412/005 | PLUG GAUGE | 8.040/8.076 | * | * | NA | attribute | WP977 | WP977 | M/C SHOP | GM | Inhouse-Gauges | 1 MONTH | 2026-04-16 | 2026-05-16 | DUE SOON |  |  |  | Gowri | GM | Automotive
2143 | Active | PG613/86 | PLUG GAUGE | 6.647/6.912 | * | * | NA | attribute | OP772 | OP772 | M/C SHOP | M&M Plant | Inhouse-Gauges | 6 MONTH | 2026-01-07 | 2026-07-07 | OK |  |  | Pavi | Pavi | M&M | Automotive
2144 | Active | TPG028/09 | THREAD PLUG GAUGE | M20x1.5 6H | * | * | NA | attribute | M&M | M&M | M/C SHOP | M&M Plant | Inhouse-Gauges | 6 MONTH | 2026-03-16 | 2026-09-16 | OK |  |  | PAVI | Pavi | M&M | Automotive
2145 | Active | PG0323/04 | PLUG GAUGE | 71.100/71.160 | * | * | NA | attribute | IFC 1023 |  |  |  | Inhouse-Gauges | 2 MONTH | 2026-03-27 | 2026-05-27 | OK |  | 2026-03-27 | Pavi | Gowri |  | Automotive
2146 | Active | PG570/02 | PLUG GAUGE | 9.800/10.200 | * | * | NA | attribute | WPA1023 | WP1023 | M&M | M&M Plant | Inhouse-Gauges | 6 MONTH | 2025-11-29 | 2026-05-29 | OK |  |  | Pavi | Pavi | M&M | Automotive
2146 | Active | PG618/11 | PLUG GAUGE | 9.000/9.300 | * | * | NA | attribute | IFC 1023 |  |  |  | Inhouse-Gauges | 6 MONTH | 2026-01-27 | 2026-07-27 | OK |  | 2026-01-27 | Pavi | Gowri |  | Automotive
2147 | Active | PG0118/07 | PLUG GAUGE | 8.300/8.700 | * | * | NA | attribute | IFC 1023 |  |  |  | Inhouse-Gauges | 6 MONTH | 2026-01-27 | 2026-07-27 | OK |  | 2026-01-27 | Pavi | Gowri |  | Automotive
2148 | Active | PG642/13 | PLUG GAUGE | 3.900/4.100 | * | * | NA | attribute | OP1006 | OP1006 |  |  | Inhouse-Gauges | 6 MONTH | 2025-12-25 | 2026-06-25 | OK |  | 2018-11-25 | Pavi | Gowri |  | Automotive
2149 | Active | PG357/29 | PLUG GAUGE | 8.025/8.047 | * | * | NA | attribute | IFC 1023 |  |  |  | Inhouse-Gauges | 1 MONTH | 2026-04-27 | 2026-05-27 | OK |  | 2026-03-27 | Pavi | Pavi |  | Automotive
2150 | Active | PG1030/01 | PLUG GAUGE | 8.500/9.100 | * | * | NA | attribute | OP1006 | OP1006 |  |  | Inhouse-Gauges | 6 MONTH | 2025-12-25 | 2026-06-25 | OK |  | 2025-12-25 | Pavi | Gowri |  | Automotive
2151 | Active | PG499/05 | PLUG GAUGE | 9.000/9.300 | * | * | NA | attribute | WPA1023 | WP1023-01 | M/C SHOP | MSIL Plant | Inhouse-Gauges | 6 MONTH | 2025-11-27 | 2026-05-27 | OK |  | 2023-11-27 | Pavi | Gowri | MSIL | Automotive
2152 | Active | SPG842/01 | SPECIAL GAUGE | PCD GAUGE 60±0.3 | * | * | NA | attribute | WPA1017 | WP1017 | RECEIVING INS | SQA | Inhouse-Gauges | 6 MONTH | 2026-02-24 | 2026-08-24 | OK |  |  |  | Pavi |  | Automotive
2153 | Active | SPG019/05 | SPECIAL GAUGE | POSITION GAUGE | * | * | NA | attribute | WPA316 | WPA316 | RECEIVING INS | SQA | Inhouse-Gauges | 6 MONTH | 2026-02-06 | 2026-08-06 | OK |  |  |  | Pavi |  | Automotive
2154 | Active | SPG1038/01 | SPECIAL GAUGE | HUB PCD | * | * | NA | attribute | WPA1026 | WP1026 | RECEIVING INS | SQA | Inhouse-Gauges | 6 MONTH | 2025-11-30 | 2026-05-30 | OK |  |  |  | Pavi |  | Automotive
2155 | Active | SPG0180/04 | SPECIAL GAUGE | WK693 HUB PCD | * | * | NA | attribute | WPA693 | WPA693 | RECEIVING INS | SQA | Inhouse-Gauges | 6 MONTH | 2025-12-06 | 2026-06-06 | OK |  |  |  | Pavi |  | Automotive
2156 | ACTIVE | SPG578/2 | SPECIAL POSITION GAUGE | POSITION GAUGE | * | * | NA | attribute |  |  |  |  | Inhouse-Gauges | 6 MONTH | 2026-01-27 | 2026-07-27 | OK |  |  | Pavi | Gowri |  | Automotive
2157 | Active | SPG200/02 | SPECIAL GAUGE | COVER PLATE POSITION | * | * | NA | attribute | OP693 | OP693 | RECEIVING INS | SQA | Inhouse-Gauges | 12 MONTH | 2025-11-05 | 2026-11-05 | OK |  |  |  | Pavi |  | Automotive
2158 | ACTIVE | SPG637/01 | SPECIAL POSITION GAUGE | POSITION GAUGE | * | * | NA | attribute | OP906 |  |  |  | Inhouse-Gauges | 6 MONTH | 2026-01-27 | 2026-07-27 | OK |  |  | Pavi | Gowri |  | Automotive
2159 | ACTIVE | SPG189/01 | SPECIAL POSITION GAUGE | POSITION GAUGE | * | * | NA | attribute | OP693 |  |  |  | Inhouse-Gauges | 6 MONTH | 2026-01-27 | 2026-07-27 | OK |  |  | Pavi | Gowri |  | Automotive
2160 | ACTIVE | SPG811/01 | SPECIAL POSITION GAUGE | POSITION GAUGE | * | * | NA | attribute |  |  |  |  | Inhouse-Gauges | 6 MONTH | 2026-01-27 | 2026-07-27 | OK |  |  | Pavi | Gowri |  | Automotive
2161 | Active | HG063/01 | HEIGHT GAUGE | 3.5-0.2 | * | * | NA | attribute | IFC794H | IFC794H | SQA Inspection | SQA | Inhouse-Gauges | 6 MONTH | 2025-12-12 | 2026-06-12 | OK |  |  |  | Pavi | M&M | Automotive
2162 | Active | SNG943/02 | SNAP GAUGE | 14.150/14.250 | * | * | NA | attribute | M1156 CYLINDER HEAD |  |  |  | Inhouse-Gauges | 1 MONTH | 2026-05-13 | 2026-06-13 | OK |  | 2025-09-13 |  | Gowri |  | Automotive
2163 | Active | PG0235/05 | PLUG GAUGE | 10.150/10.250 | * | * | NA | attribute | OP986 | OP986 | ASSY-01 | MSIL Plant | Inhouse-Gauges | 6 MONTH | 2026-05-13 | 2026-06-13 | OK |  | 2019-11-13 |  | Gowri | MSIL | Automotive
2164 | Active | SNG376/03 | SNAP GAUGE | 29.200/28.800 | * | * | NA | attribute | OP986 | OP986 | MSIL OP M/C SHOP | MSIL Plant | Inhouse-Gauges | 6 MONTH | 2026-02-13 | 2026-08-13 | OK |  |  |  | Gowri | MSIL | Automotive
2165 | Active | PG682/01 | PLUG GAUGE | 7.400/7.600 | * | * | NA | attribute | WPA1020 | WP1020 | GM TOP | MSIL Plant | Inhouse-Gauges | 6 MONTH | 2025-12-13 | 2026-06-13 | OK |  | 2023-12-13 |  | Gowri | MSIL | Automotive
2166 | Active | DG910/01 | DEPTH GAUGE | 45.900/46.100 | * | * | NA | attribute | WPA1020 | WP1020 | WP1020 M/C | MSIL Plant | Inhouse-Gauges | 6 MONTH | 2025-12-13 | 2026-06-13 | OK |  | 2023-12-13 |  | Gowri | Yanmar | Non Automotive
2167 | Active | DG911/01 | DEPTH GAUGE | 1.300/1.500 | * | * | NA | attribute | WPA1020 | WP1020 | WP1020 M/C | MSIL Plant | Inhouse-Gauges | 6 MONTH | 2025-12-13 | 2026-06-13 | OK |  | 2025-12-13 |  | Gowri | Yanmar | Non Automotive
2168 | STOCK | SNG246/01 | SNAP GAUGE | 21.700/21.300 | * | * | NA | attribute | WPA1020 | WP1020 | GM TOP | MSIL Plant | Inhouse-Gauges | 6 MONTH | 2025-12-13 | 2026-06-13 | OK |  | 2023-12-13 |  | Gowri | MSIL | Automotive
2169 | Active | SNG269/01 | SNAP GAUGE | 41.300/40.700 | * | * | NA | attribute | WP1026 | WP1020 | GM TOP | MSIL Plant | Inhouse-Gauges | 6 MONTH | 2025-12-13 | 2026-06-13 | OK |  | 2026-12-13 |  | Gowri | MSIL | Automotive
2170 | Active | PG830/01 | PLUG GAUGE | 54.750/55.250 | * | * | NA | attribute | WP1020 | WP1020 | GM TOP | MSIL Plant | Inhouse-Gauges | 6 MONTH | 2025-12-13 | 2026-06-13 | OK |  | 2023-12-13 |  | Gowri | MSIL | Automotive
2171 | Active | DG501/02 | DEPTH GAUGE | 1.900/2.100 | * | * | NA | attribute | WP1020 | WP1020 | GM TOP | MSIL Plant | Inhouse-Gauges | 6 MONTH | 2025-12-13 | 2026-06-13 | OK |  | 2023-12-13 |  | Gowri | MSIL | Automotive
2172 | Active | PG676/01 | PLUG GAUGE | 8.500/9.400 | * | * | NA | attribute | WPA1020 | WP1020 | GM TOP | MSIL Plant | Inhouse-Gauges | 6 MONTH | 2025-12-13 | 2026-06-13 | OK |  | 2023-12-13 |  | Gowri | MSIL | Automotive
2173 | Active | SNG202/01 | SNAP GAUGE | 8.200/7.200 | * | * | NA | attribute | OP1004M | OP1004M | M&M | M&M Plant | Inhouse-Gauges | 6 MONTH | 2025-09-18 | 2026-03-18 | OVER DUE |  |  |  | Pavi | M&M | Automotive
2174 | Active | DG539/01 | DEPTH GAUGE | 54.700/55.300 | * | * | NA | attribute | OP906 | OP906 | ASSY | MSIL Plant | Inhouse-Gauges | 6 MONTH | 2026-03-17 | 2026-09-17 | OK |  |  |  | Gowri | MSIL | Automotive
2175 | Active | DG899/02 | DEPTH GAUGE | 1.400/1.600 | * | * | NA | attribute | OP996 | OP996 | SQA Inspection | SQA | Inhouse-Gauges | 6 MONTH | 2026-02-17 | 2026-08-17 | OK |  |  |  | Pavi | M&M | Automotive
2176 | Active | DG899/03 | DEPTH GAUGE | 1.400/1.600 | * | * | NA | attribute | OP996 | OP996 | SQA Inspection | SQA | Inhouse-Gauges | 6 MONTH | 2026-02-17 | 2026-08-17 | OK |  |  |  | Pavi | M&M | Automotive
2177 | Active | DG904/01 | DEPTH GAUGE | 1.500/1.600 | * | * | NA | attribute | OP1010 | OP1010 | ASSY | MSIL Plant | Inhouse-Gauges | 6 MONTH | 2026-04-17 | 2026-10-17 | OK |  |  |  | Gowri | MSIL | Automotive
2178 | Active | PG130/07 | PLUG GAUGE | 4.900/5.100 | * | * | NA | attribute | WPA853S | WPA853S | M/C SHOP | Ford | Inhouse-Gauges | 6 MONTH | 2026-01-17 | 2026-07-17 | OK |  |  |  | Pavi | Ford | Automotive
2179 | Active | PG183/4 | PLUG GAUGE | 9.000/9.500 | * | * | NA | attribute | WPA114 | WPA114 | MSIL | MSIL Plant | Inhouse-Gauges | 6 MONTH | 2025-11-17 | 2026-05-17 | DUE SOON |  |  |  | Gowri | MSIL | Automotive
2180 | Active | SNG569/02 | SNAP GAUGE | 41.000/41.500 | * | * | NA | attribute | OP1017 | OP1017 | M&M | M&M Plant | Inhouse-Gauges | 6 MONTH | 2026-03-17 | 2026-09-17 | OK |  |  |  | Pavi | M&M | Automotive
2181 | Active | DG474/05 | DEPTH GAUGE | 4.000/4.500 | * | * | NA | attribute | WPA1017 | WP1017 | M&M | M&M Plant | Inhouse-Gauges | 6 MONTH | 2026-02-16 | 2026-08-16 | OK |  |  |  | Pavi | M&M | Automotive
2182 |  | PG004/07 | PLUG GAUGE | 80.800/81.200 | * | * | NA | attribute | OP806 |  |  |  |  | 6 MONTH | 2025-11-16 | 2026-05-16 | DUE SOON |  |  |  | Gowri
2183 | STOCK | PG0455/06 | PLUG GAUGE | 8.000/8.022 | * | * | NA | attribute | IFC794M | IFC794M | TML ASSY | MSIL Plant | Inhouse-Gauges | 1 MONTH | 2026-04-16 | 2026-05-16 | DUE SOON |  |  |  | Gowri | MSIL | Automotive
2184 | Active | PG130/26 | PLUG GAUGE | 4.900/5.100 | * | * | NA | attribute | WP1026 | WP1026 | M/C | M&M Plant | Inhouse-Gauges | 6 MONTH | 2025-11-16 | 2026-05-16 | DUE SOON |  |  |  | Pavi | M&M | Automotive
2185 | Active | PG499/06 | PLUG GAUGE | 9.000/9.300 | * | * | NA | attribute | WP1023 | WP1023 | M&M | M&M Plant | Inhouse-Gauges | 6 MONTH | 2026-02-16 | 2026-08-16 | OK |  |  |  | Pavi | M&M | Automotive
2186 | Active | PG603/02 | PLUG GAUGE | 8.800/9.200 | * | * | NA | attribute | OP772/890 | OP772/890 | AL ASSEMBLY | M&M Plant | Inhouse-Gauges | 6 MONTH | 2025-11-16 | 2026-05-16 | DUE SOON |  |  |  | Pavi | M&M | Automotive
2187 | Active | PG623/9 | PLUG GAUGE | 48.900/49.100 | * | * | NA | attribute | OP772 | OP772 | SQA Inspection | SQA | Inhouse-Gauges | 6 MONTH | 2026-03-16 | 2026-09-16 | OK |  |  |  | Pavi | M&M | Automotive
2188 | Active | PG642/03 | PLUG GAUGE | 3.900/4.100 | * | * | NA | attribute | WPA814 | WPA814 | AL ASSEMBLY | M&M Plant | Inhouse-Gauges | 6 MONTH | 2025-11-16 | 2026-05-16 | DUE SOON |  |  |  | Pavi | M&M | Automotive
2189 | Active | PG661/02 | PLUG GAUGE | 11.800/12.800 | * | * | NA | attribute | OP1004M | OP1004M | CI M/C SHOP | M&M Plant | Inhouse-Gauges | 6 MONTH | 2026-04-16 | 2026-10-16 | OK |  |  |  | Pavi | M&M | Automotive
2190 | Active | PG668/84 | PLUG GAUGE | 4.941/5.153 | * | * | NA | attribute | OP1010 | OP1010 | MSIL M/C SHOP | MSIL Plant | Inhouse-Gauges | 6 MONTH | 2026-03-16 | 2026-09-16 | OK |  |  |  | Gowri | MSIL | Automotive
2191 | Active | PG675/01 | PLUG GAUGE | 8.500/9.000 | * | * | NA | attribute | OP491 | OP491 | ASSY | MSIL Plant | Inhouse-Gauges | 6 MONTH | 2026-04-16 | 2026-10-16 | OK |  |  |  | Gowri | MSIL | Automotive
2192 | STOCK | PG882/02 | PLUG GAUGE | 20.750/20.793 | * | * | NA | attribute | IFC794M | IFC794M | TML ASSY | MSIL Plant | Inhouse-Gauges | 1 MONTH | 2026-04-16 | 2026-05-16 | DUE SOON |  |  |  | Gowri | MSIL | Automotive
2193 | REJECTED | SNG009/02 | SNAP GAUGE | 22.950/22.850 | * | * | NA | attribute | WP310A | WPA31 | RECEIVING INS | SQA | Inhouse-Gauges | 6 MONTH | 2025-11-16 | 2026-05-16 | DUE SOON |  |  |  | Pavi |  | Automotive
2194 | Active | SNG929/03 | SNAP GAUGE | 55.600/55.200 | * | * | NA | attribute | WPA1009 | WPA1009 | M&M AL M/C SHOP | M&M Plant | Inhouse-Gauges | 6 MONTH | 2026-04-16 | 2026-10-16 | OK |  |  |  | Pavi | M&M | Automotive
2195 | Active | SPG169/01 | SPECIAL GAUGE | 77.800/81.000 | * | * | NA | attribute | OP898 | OP898 | RECEIVING INS | SQA | Inhouse-Gauges | 6 MONTH | 2026-01-16 | 2026-07-16 | OK |  |  |  | Pavi |  | Automotive
2196 |  | TRG043/02 | THREAD RING GAUGE | M8x1.25-6H | * | * | NA | attribute | [5 empty] | 6 MONTH | 2026-01-16 | 2026-07-16 | OK |  |  |  | Gowri
2197 | Active | DG003/04 | DEPTH GAUGE | 6.200/6.400 | * | * | NA | attribute | OP427 | OP427 | RECEIVING INS | SQA | Inhouse-Gauges | 6 MONTH | 2026-05-15 | 2026-11-15 | OK |  | 2023-11-15 |  | Pavi |  | Automotive
2198 | Active | DG0031/04 | DEPTH GAUGE | 6.400/6.600 | * | * | NA | attribute | OP491 | OP491 | MSIL OP M/C SHOP | MSIL Plant | Inhouse-Gauges | 6 MONTH | 2026-04-15 | 2026-10-15 | OK |  |  |  | Gowri | MSIL | Automotive
2199 | Active | DG020/01 | DEPTH GAUGE | 4.400/4.600 | * | * | NA | attribute | OP809 | OP898 | RECEIVING INS | SQA | Inhouse-Gauges | 6 MONTH | 2026-05-15 | 2026-11-15 | OK |  | 2022-11-15 |  | Pavi |  | Automotive
2199 | Active | DG020/03 | DEPTH GAUGE | 4.400/4.600 | * | * | NA | attribute | OP809 | OP898 | RECEIVING INS | SQA | Inhouse-Gauges | 6 MONTH | 2026-05-15 | 2026-11-15 | OK |  | 2022-11-15 |  | Pavi |  | Automotive
2200 | Active | DG399/01 | DEPTH GAUGE | 57.900/58.100 | * | * | NA | attribute | OP851 | OP851 | RECEIVING INS | SQA | Inhouse-Gauges | 6 MONTH | 2026-05-15 | 2026-11-15 | OK |  | 2023-11-15 |  | Pavi |  | Automotive
2201 | Active | MD017 | MANDLE | 36.450/36.500 | * | * | NA | attribute |  |  | M&M AL M/C SHOP | M&M Plant | Inhouse-Gauges | 6 MONTH | 2026-01-15 | 2026-07-15 | OK |  |  |  | Pavi | M&M | Automotive
2202 | Active | MD019 | MANDLE | 54.934/54.953 | * | * | NA | attribute |  |  | M&M AL M/C SHOP | M&M Plant | Inhouse-Gauges | 6 MONTH | 2026-01-15 | 2026-07-15 | OK |  |  |  | Pavi | M&M | Automotive
2203 | Active | MD020 | MANDLE | 64.960/64.975 | * | * | NA | attribute |  |  | M&M AL M/C SHOP | M&M Plant | Inhouse-Gauges | 6 MONTH | 2026-01-15 | 2026-07-15 | OK |  |  |  | Pavi | M&M | Automotive
2204 | Active | PG0235/06 | PLUG GAUGE | 10.150/10.250 | * | * | NA | attribute | OP986 | OP986 | ASSY | MSIL Plant | Inhouse-Gauges | 6 MONTH | 2026-04-15 | 2026-10-15 | OK |  |  |  | Gowri | MSIL | Automotive
2205 | Active | PG130/27 | PLUG GAUGE | 4.900/5.100 | * | * | NA | attribute | MSIL | WPA1040 | MC SHOP | MSIL Plant | Inhouse-Gauges | 6 MONTH | 2026-04-15 | 2026-10-15 | OK |  |  |  | Gowri | MSIL | Automotive
2206 | REJECTED | PG317/04 | PLUG GAUGE | 5.800/6.200 | * | * | NA | attribute | OP1010 | OP1010 | M/C SHOP | MSIL Plant | Inhouse-Gauges | 6 MONTH | 2026-02-15 | 2026-08-15 | OK |  |  |  | Gowri | MSIL | Automotive
2207 | Active | PG648/23 | PLUG GAUGE | 4.917/5.153 | * | * | NA | attribute | IFC895M1 | IFC895M1 | M&M AL M/C SHOP | M&M Plant | Inhouse-Gauges | 6 MONTH | 2026-01-15 | 2026-07-15 | OK |  |  |  | Pavi | M&M | Automotive
2208 | Active | PG668/76 | PLUG GAUGE | 4.917/5.153 | * | * | NA | attribute | OP772 | OP772 | M&M M/C SHOP | M&M Plant | Inhouse-Gauges | 6 MONTH | 2026-01-15 | 2026-07-15 | OK |  |  |  | Pavi | M&M | Automotive
2209 | Active | SNG304/01 | SNAP GAUGE | 40.800/41.200 | * | * | NA | attribute | WPA814 | WPA814 | AL ASSEMBLY | M&M Plant | Inhouse-Gauges | 6 MONTH | 2026-01-15 | 2026-07-15 | OK |  |  |  | Pavi | M&M | Automotive
2210 | Active | SNG937/01 | SNAP GAUGE | 43.300/42.700 | * | * | NA | attribute | OP1004M | OP1004M | M&M | M&M Plant | Inhouse-Gauges | 6 MONTH | 2026-01-15 | 2026-07-15 | OK |  |  |  | Pavi | M&M | Automotive
2211 | Active | TPG003/347 | THREAD PLUG GAUGE | M6x1-6H | * | * | NA | attribute | WPA1026 | WPA1026 | M&M | M&M Plant | Inhouse-Gauges | 2 MONTH | 2026-05-15 | 2026-07-15 | OK |  | 2023-11-15 |  | Pavi | M&M | Automotive
2212 | Active | DG0204/02 | DEPTH GAUGE | 7.400/7.600 | * | * | NA | attribute | OP761 | OP761 | MSIL OP M/C SHOP | MSIL Plant | Inhouse-Gauges | 6 MONTH | 2026-05-14 | 2026-11-14 | OK |  | 2022-11-14 |  | Gowri | MSIL | Automotive
2213 | Active | DG238/02 | DEPTH GAUGE | 16.800/17.200 | * | * | NA | attribute | OP1010 CP | OP1010 CP | MSIL M/C SHOP | MSIL Plant | Inhouse-Gauges | 6 MONTH | 2026-02-14 | 2026-08-14 | OK |  | 2022-08-14 |  | Gowri | MSIL | Automotive
2214 | Active | HG080/3 | HEIGHT GAUGE | 78.200/77.800 | * | * | NA | attribute | OP854 | OP854 | RECEIVING INS | SQA | Inhouse-Gauges | 6 MONTH | 2026-03-14 | 2026-09-14 | OK |  | 2023-09-14 |  | Pavi |  | Automotive
2215 | Active | PG0054/26 | PLUG GAUGE | 14.000/14.027 | * | * | NA | attribute | OP806 | OP806 | MSIL OP M/C SHOP | MSIL Plant | Inhouse-Gauges | 1 MONTH | 2026-05-14 | 2026-06-14 | OK |  | 2025-12-14 |  | Gowri | MSIL | Automotive
2216 | Active | PG0485/02 | PLUG GAUGE | 16.800/17.200 | * | * | NA | attribute | OP1004M | OP1004M | M&M | M&M Plant | Inhouse-Gauges | 6 MONTH | 2026-01-14 | 2026-07-14 | OK |  | 2022-01-14 |  | Pavi | M&M | Automotive
2217 | Active | PG461/005 | PLUG GAUGE | 13.800/14.200 | * | * | NA | attribute | OP1004M | OP1004M | M&M | M&M Plant | Inhouse-Gauges | 6 MONTH | 2026-01-14 | 2026-07-14 | OK |  | 2021-07-14 |  | Pavi | M&M | Automotive
2218 | Active | PG613/67 | PLUG GAUGE | 6.647/6.912 | * | * | NA | attribute | MSIL M/C | MSIL M/C | MSIL OP M/C SHOP | MSIL Plant | Inhouse-Gauges | 6 MONTH | 2026-05-14 | 2026-11-14 | OK |  | 2022-05-14 |  | Gowri | MSIL | Automotive
2219 | Active | PG618/08 | PLUG GAUGE | 9.800/10.200 | * | * | NA | attribute | OP901 | OP901 | MSIL OP M/C SHOP | MSIL Plant | Inhouse-Gauges | 6 MONTH | 2026-05-14 | 2026-11-14 | OK |  | 2018-11-14 |  | Gowri | MSIL | Automotive
2220 | Active | PG623/01 | PLUG GAUGE | 19.800/20.200 | * | * | NA | attribute | OP854 | OP854 | MSIL OP M/C SHOP | MSIL Plant | Inhouse-Gauges | 6 MONTH | 2026-05-14 | 2026-11-14 | OK |  | 2023-11-14 |  | Gowri | MSIL | Automotive
2221 | Active | PG668/65 | PLUG GAUGE | 4.917/5.153 | * | * | NA | attribute | OP965 | OP1022 | ASSY-01 | MSIL Plant | Inhouse-Gauges | 6 MONTH | 2026-05-14 | 2026-11-14 | OK |  | 2018-05-14 |  | Gowri | TATA Cummins | Automotive
2222 | Active | PG681/01 | PLUG GAUGE | 10.500/11.000 | * | * | NA | attribute | WP1020 | WP1020 | GM TOP | MSIL Plant | Inhouse-Gauges | 6 MONTH | 2026-12-13 | 2026-06-13 | OK |  | 2026-12-13 |  | Gowri | MSIL | Automotive
2223 | Active | PG691/01 | PLUG GAUGE | 5.500/5.700 | * | * | NA | attribute | PDC | PDC | RECEIVING INS | SQA | Inhouse-Gauges | 6 MONTH | 2026-01-14 | 2026-07-14 | OK |  | 2022-07-14 |  | Pavi |  | Automotive
2224 | Active | PG869/03 | PLUG GAUGE | 10.900/11.100 | * | * | NA | attribute | WPA971 | WPA971 | M&M | M&M Plant | Inhouse-Gauges | 6 MONTH | 2026-05-14 | 2026-11-14 | OK |  | 2019-05-14 |  | Pavi | M&M | Automotive
2225 | Active | SNG381/05 | SNAP GAUGE | 38.500/38.000 | * | * | NA | attribute | WPA814 | WPA814 | M&M | M&M Plant | Inhouse-Gauges | 6 MONTH | 2026-01-14 | 2026-07-14 | OK |  | 2021-07-14 |  | Pavi | M&M | Automotive
2226 | Active | SPG757/02 | SPECIAL GAUGE | 60.000/60.300 | * | * | NA | attribute | OP986 | OP986 | MSIL OP ASSY | MSIL Plant | Inhouse-Gauges | 6 MONTH | 2026-01-14 | 2026-07-14 | OK |  | 2020-07-14 |  | Gowri | MSIL | Automotive
2227 | Active | SPG757/03 | SPECIAL GAUGE | 60.000/60.300 | * | * | NA | attribute | OP986 | OP986 | MSIL OP ASSY | MSIL Plant | Inhouse-Gauges | 6 MONTH | 2026-01-14 | 2026-07-14 | OK |  | 2020-07-14 |  | Gowri | MSIL | Automotive
2228 | Active | TPG003/31 | THREAD PLUG GAUGE | M6X1-6H | * | * | NA | attribute | OP1010M/C | M&M | M&M | M&M Plant | Inhouse-Gauges | 2 MONTH | 2026-05-14 | 2026-07-14 | OK |  | 2023-11-14 |  | Pavi | M&M | Automotive
2229 | Active | PG616/01 | PLUG GAUGE | 14.376/14.676 | * | * | NA | attribute | WP1020 | WP1020 | WP1020 M/C | MSIL Plant | Inhouse-Gauges | 6 MONTH | 2025-12-13 | 2026-06-13 | OK |  | 2023-12-13 |  | Gowri | Yanmar | Non Automotive
2230 | Active | PG784/01 | PLUG GAUGE | 7.100/7.250 | * | * | NA | attribute | WPA981 | WPA981 | M/C SHOP | Ford | Inhouse-Gauges | 6 MONTH | 2026-05-13 | 2026-11-13 | OK |  | 2023-05-13 |  | Pavi | Ford | Automotive
2231 | Active | PG827/01 | PLUG GAUGE | 10.408/10.676 | * | * | NA | attribute | WPA1020 | WP1020 | WP1020 M/C | MSIL Plant | Inhouse-Gauges | 6 MONTH | 2025-12-13 | 2026-06-13 | OK |  | 2023-12-13 |  | Gowri | Yanmar | Non Automotive
2232 | Active | PG828/01 | PLUG GAUGE | 15.014/15.395 | * | * | NA | attribute | WP1020 |  |  |  |  | 6 MONTH | 2025-12-13 | 2026-06-13 | OK |  | 2023-12-13 |  | Gowri
2233 | Active | SNG370/02 | SNAP GAUGE | 14.200/13.800 | * | * | NA | attribute | WPA981 | WPA981 | M/C SHOP | Ford | Inhouse-Gauges | 6 MONTH | 2026-05-13 | 2026-11-13 | OK |  | 2025-11-13 |  | Pavi | Ford | Automotive
2234 | Active | DG0182/02 | DEPTH GAUGE | Top Block (25.900/26.100 | * | * | NA | attribute | OP761 | OP761 | ASSY | MSIL Plant | Inhouse-Gauges | 6 MONTH | 2026-04-12 | 2026-11-12 | OK |  | 2023-10-12 |  | Gowri | TML | Automotive
2235 | Active | DG0344/01 | DEPTH GAUGE | 7.100/7.300 | * | * | NA | attribute | WP114 | GM TOP | GM BULD WP ASSY | MSIL Plant | Inhouse-Gauges | 6 MONTH | 2026-05-12 | 2026-11-12 | OK |  | 2022-05-12 |  | Gowri | MSIL | Automotive
2236 | Active | DG102/02 | DEPTH GAUGE | 7.750/8.250 | * | * | NA | attribute | OP1022 | OP1022 | M/C SHOP | MSIL Plant | Inhouse-Gauges | 6 MONTH | 2026-03-12 | 2026-09-12 | OK |  | 2023-09-12 |  | Gowri | TATA Cummins | Automotive
2237 | Active | DG201/01 | DEPTH GAUGE | 5.400/5.600 | * | * | NA | attribute | OP1022 | OP1022 | M/C SHOP | MSIL Plant | Inhouse-Gauges | 6 MONTH | 2026-03-12 | 2026-09-12 | OK |  | 2023-09-12 |  | Gowri | TATA Cummins | Automotive
2238 | Active | DG205/02 | DEPTH GAUGE | 67.000/67.150 | * | * | NA | attribute | OP761 | OP761 | M/C SHOP | MSIL Plant | Inhouse-Gauges | 6 MONTH | 2026-04-12 | 2026-10-12 | OK |  | 2023-10-12 |  | Gowri | TML | Automotive
2239 | Active | DG260/02 | DEPTH GAUGE | 3.900/4.100 | * | * | NA | attribute | WPA827 | WPA827 | MSIL WP M/C SHOP | MSIL Plant | Inhouse-Gauges | 6 MONTH | 2025-12-12 | 2026-06-12 | OK |  | 2019-12-12 |  | Gowri | MSIL | Automotive
2240 | Active | DG286/04 | DEPTH GAUGE | 47.200/47.300 | * | * | NA | attribute | WPA827 | WPA827 | MSIL WP M/C SHOP | MSIL Plant | Inhouse-Gauges | 6 MONTH | 2025-12-12 | 2026-06-12 | OK |  | 2023-12-12 |  | Gowri | MSIL | Automotive
2241 | Active | DG627/01 | DEPTH GAUGE | 4.500/4.700 | * | * | NA | attribute | WPA981 | WPA981 | M/C SHOP | Ford | Inhouse-Gauges | 6 MONTH | 2026-02-12 | 2026-08-12 | OK |  | 2020-02-12 |  | Gowri | Ford | Automotive
2242 | REJECTED | DG685/01 | DEPTH GAUGE | 13.000/13.400 | * | * | NA | attribute | WPA969 | WPA969 | GM BULD WP ASSY | MSIL Plant | Inhouse-Gauges | 6 MONTH | 2026-05-12 | 2026-11-12 | OK |  | 2024-05-12 |  | Gowri | MSIL | Automotive
2243 | Active | DG894/01 | DEPTH GAUGE | 15.400/15.600 | * | * | NA | attribute | WPA969 | WPA969 | RECEIVING INS | SQA | Inhouse-Gauges | 6 MONTH | 2026-05-12 | 2026-11-12 | OK |  | 2019-05-12 |  | Pavi |  | Automotive
2244 | Active | PG0130/23 | PLUG GAUGE | 4.900/5.100 | * | * | NA | attribute | WPA969 | SQA | RECEIVING INS | SQA | Inhouse-Gauges | 6 MONTH | 2026-05-12 | 2026-11-12 | OK |  | 2022-05-12 |  | Pavi |  | Automotive
2245 | Active | PG0312/05 | PLUG GAUGE | 6.950/7.250 | * | * | NA | attribute | IFC977M2 | IFC977M2 | ASSY | M&M Plant | Inhouse-Gauges | 6 MONTH | 2026-03-12 | 2026-09-12 | OK |  | 2024-09-12 |  | Pavi | M&M | Automotive
2246 | Active | PG0424/02 | PLUG GAUGE | 6.300/6.500 | * | * | NA | attribute | SQA | OP898 | RECEIVING INS | SQA | Inhouse-Gauges | 6 MONTH | 2026-03-12 | 2026-09-12 | OK |  | 2023-03-12 |  | Pavi |  | Automotive
2247 | Active | PG153/05 | PLUG GAUGE | 6.950/7.250 | * | * | NA | attribute | OP856 | OP856 | RECEIVING INS | SQA | Inhouse-Gauges | 6 MONTH | 2026-03-12 | 2026-09-12 | OK |  | 2023-09-12 |  | Pavi |  | Automotive
2248 | Active | PG153/06 | PLUG GAUGE | 6.800/7.200 | * | * | NA | attribute | OP898-01 | OP898 | M/C SHOP | GM | Inhouse-Gauges | 6 MONTH | 2026-03-12 | 2026-09-12 | OK |  | 2023-09-12 |  | Pavi | GM | Automotive
2249 | Active | PG663/01 | PLUG GAUGE | 11.855/11.877 | * | * | NA | attribute | OP1004M | OP1004M | M&M | M&M Plant | Inhouse-Gauges | 1 MONTH | 2026-05-12 | 2026-06-12 | OK |  | 2026-05-12 |  | Pavi | M&M | Automotive
2250 | Active | SLG125 | SLIP GAUGE | 1.100/1.200 | * | * | NA | attribute | OP1004M | OP1004M | M&M | M&M Plant | Inhouse-Gauges | 2 MONTH | 2026-04-12 | 2026-06-12 | OK |  | 2026-04-12 |  | Pavi | M&M | Automotive
2251 | Active | SLG126 | SLIP GAUGE | 2.800/2.900 | * | * | NA | attribute | OP1004M | OP1004M | M&M | M&M Plant | Inhouse-Gauges | 2 MONTH | 2026-05-12 | 2026-07-12 | OK |  | 2026-05-12 |  | Pavi | M&M | Automotive
2252 | Active | SNG0241/01 | SNAP GAUGE | 14.300/14.700 | * | * | NA | attribute | WPA969 | WPA969 | GM BULD WP ASSY | MSIL Plant | Inhouse-Gauges | 6 MONTH | 2026-05-12 | 2026-11-12 | OK |  | 2024-05-12 |  | Gowri | MSIL | Automotive
2253 | Active | SNG202/04 | SNAP GAUGE | 8.200/7.800 | * | * | NA | attribute | OP1017 COVER | OP1017 COVER | RECEIVING INS | SQA | Inhouse-Gauges | 6 MONTH | 2026-02-12 | 2026-08-12 | OK |  | 2023-08-12 |  | Pavi |  | Automotive
2254 | Active | SNG268/5 | SNAP GAUGE | 85.400/85.500 | * | * | NA | attribute | WPA971 | WP971 | M&M | M&M Plant | Inhouse-Gauges | 2 MONTH | 2026-05-12 | 2026-07-12 | OK |  | 2025-11-12 |  | Pavi | M&M | Automotive
2255 | Active | SNG615/06 | SNAP GAUGE | 101.964/101.929 | * | * | NA | attribute | WPA939 | WP939 | ASSY | M&M Plant | Inhouse-Gauges | 1 MONTH | 2026-05-12 | 2026-06-12 | OK |  | 2026-02-12 |  | Pavi | M&M | Automotive
2256 | Active | SNG615/07 | SNAP GAUGE | 101.964/101.929 | * | * | NA | attribute | WPA939 | WP939 | ASSY | M&M Plant | Inhouse-Gauges | 1 MONTH | 2026-05-12 | 2026-06-12 | OK |  | 2025-09-12 |  | Pavi | M&M | Automotive
2257 | Active | SNG922/02 | SNAP GAUGE | 89.964/89.929 | * | * | NA | attribute | WPA791 | WP791 | M&M | M&M Plant | Inhouse-Gauges | 2 MONTH | 2026-03-12 | 2026-05-12 | OVER DUE |  | 2023-11-12 |  | Pavi | M&M | Automotive
2258 | Active | SNG924/01 | SNAP GAUGE | 38.300/37.700 | * | * | NA | attribute | WPA1009-02 | WPA1009 | AL ASSEMBLY | M&M Plant | Inhouse-Gauges | 6 MONTH | 2026-05-12 | 2026-11-12 | OK |  | 2019-10-12 |  | Pavi | M&M | Automotive
2259 | Active | SPG757/01 | SPECIAL GAUGE | 1.750/3.100 | * | * | NA | attribute | WPA938M1 | WPA938M1 | M&M | M&M Plant | Inhouse-Gauges | 6 MONTH | 2025-12-12 | 2026-06-12 | OK |  | 2023-06-12 |  | Pavi | M&M | Automotive
2260 | STOCK | SPG826/14 | SPECIAL GAUGE | 8.025/8.040 | * | * | NA | attribute | OP856 | OP856 | OTHERS OP ASSY-01 | MSIL Plant | Inhouse-Gauges | 6 MONTH | 2025-12-12 | 2026-06-12 | OK |  | 2023-06-12 |  | Gowri | MSIL | Automotive
2261 | Active | DG303/01 | DEPTH GAUGE | 23.100/22.900 | * | * | NA | attribute | OP1007 | OP1007 | M/C SHOP | MSIL Plant | Inhouse-Gauges | 6 MONTH | 2026-03-11 | 2026-09-11 | OK |  |  |  | Gowri | VST | Automotive
2262 | Active | DG304/01 | DEPTH GAUGE | 20.900/20.700 | * | * | NA | attribute | OP1007 | OP1007 | ASSY | MSIL Plant | Inhouse-Gauges | 6 MONTH | 2026-03-11 | 2026-09-11 | OK |  |  |  | Gowri | VST | Automotive
2263 | Active | DG305/01 | DEPTH GAUGE | 1.500/1.000 | * | * | NA | attribute | OP1007 | OP1007 | M/C SHOP | MSIL Plant | Inhouse-Gauges | 6 MONTH | 2026-03-11 | 2026-09-11 | OK |  |  |  | Gowri | VST | Automotive
2264 | STOCK | DG468/01 | DEPTH GAUGE | 40.800/41.200 | * | * | NA | attribute | OP905 | WPA723N | M/C SHOP | MSIL Plant | Inhouse-Gauges | 6 MONTH | 2025-11-11 | 2026-05-11 | OVER DUE |  |  |  | Gowri | MSIL | Automotive
2265 | Active | DG497/1 | DEPTH GAUGE | 66.900/67.500 | * | * | NA | attribute | WPA899-01 | WPA889 | M&M | M&M Plant | Inhouse-Gauges | 6 MONTH | 2026-03-11 | 2026-09-11 | OK |  | 2020-09-11 |  | Pavi | M&M | Automotive
2266 | Active | DG498/1 | DEPTH GAUGE | 121.100/121.300 | * | * | NA | attribute | WPA899-01 | WPA889 | M&M | M&M Plant | Inhouse-Gauges | 6 MONTH | 2026-03-11 | 2026-09-11 | OK |  |  |  | Pavi | M&M | Automotive
2267 | Active | DG599/01 | DEPTH GAUGE | 3.000/3.500 | * | * | NA | attribute | WPA938M1 | WPA938M1 | AL ASSEMBLY | M&M Plant | Inhouse-Gauges | 6 MONTH | 2025-12-11 | 2026-06-11 | OK |  |  |  | Pavi | M&M | Automotive
2268 | Active | PG286/03 | PLUG GAUGE | 19.800/20.000 | * | * | NA | attribute | WPA981 | WPA981 | M/C SHOP | Ford | Inhouse-Gauges | 6 MONTH | 2025-11-11 | 2026-05-11 | OVER DUE |  |  |  | Pavi | Ford | Automotive
2269 | Active | PG520/1 | PLUG GAUGE | 15.460/15.530 | * | * | NA | attribute | WPA939 | WPA939 | CI M/C SHOP | M&M Plant | Inhouse-Gauges | 2 MONTH | 2026-03-11 | 2026-05-11 | OVER DUE |  |  |  | Pavi | M&M | Automotive
2270 | Active | PG521/1 | PLUG GAUGE | 22.983/23.000 | * | * | NA | attribute | WPA939 | WPA939 | CI M/C SHOP | M&M Plant | Inhouse-Gauges | 2 MONTH | 2026-03-11 | 2026-05-11 | OVER DUE |  |  |  | Pavi | M&M | Automotive
2271 | Active | PG555/08 | PLUG GAUGE | 3.900/4.100 | * | * | NA | attribute | WPA977 | IFC977M2 | ASSY | M&M Plant | Inhouse-Gauges | 6 MONTH | 2026-05-11 | 2026-11-11 | OK |  | 2023-05-11 |  | Pavi | M&M | Automotive
2272 | Active | PG613/65 | PLUG GAUGE | 6.647/6.912 | * | * | NA | attribute | OP1007 | OP1007 | M/C SHOP | MSIL Plant | Inhouse-Gauges | 6 MONTH | 2026-03-11 | 2026-09-11 | OK |  |  |  | Gowri | VST | Automotive
2273 | Active | PG630/03 | PLUG GAUGE | 9.200/9.700 | * | * | NA | attribute | OP1022 | OP1022 | ASSY | MSIL Plant | Inhouse-Gauges | 6 MONTH | 2025-11-11 | 2026-05-11 | OVER DUE |  |  |  | Gowri | TATA Cummins | Automotive
2274 | Active | PG666/5 | PLUG GAUGE | 8.800Ø20/9.200 | * | * | NA | attribute | OP1007 | OP1007 | M/C SHOP | MSIL Plant | Inhouse-Gauges | 6 MONTH | 2026-03-11 | 2026-09-11 | OK |  |  |  | Gowri | VST | Automotive
2275 | Active | PG666/6 | PLUG GAUGE | 8.800/9.200 | * | * | NA | attribute | OP1007 | OP1007 | M/C SHOP | MSIL Plant | Inhouse-Gauges | 6 MONTH | 2026-03-11 | 2026-09-11 | OK |  | 2024-03-11 |  | Gowri | VST | Automotive
2276 | Active | PG666/7 | PLUG GAUGE | 8.800/9.200 | * | * | NA | attribute | OP1006 | OP1006 | M&M M/C | M&M Plant | Inhouse-Gauges | 6 MONTH | 2026-04-11 | 2026-11-11 | OK |  | 2025-10-11 |  | Pavi | M&M | Automotive
2277 | Active | PG672/01 | PLUG GAUGE | 5.400/5.600 | * | * | NA | attribute | OP1007 | OP1007 | M/C SHOP | MSIL Plant | Inhouse-Gauges | 6 MONTH | 2026-03-11 | 2026-09-11 | OK |  |  |  | Gowri | VST | Automotive
2278 | Active | RG033/02 | RING GAUGE | 65.89 | * | * | NA | attribute | OP761 | OP761 | RECEIVING INS | SQA | Inhouse-Gauges | 6 MONTH | 2026-05-11 | 2026-11-11 | OK |  | 2024-05-11 |  | Pavi |  | Automotive
2279 | Active | SNG324/01 | SNAP GAUGE | 13.600/12.600 | * | * | NA | attribute | OP959 | OP959 | MSIL OP ASSY | MSIL Plant | Inhouse-Gauges | 6 MONTH | 2025-12-11 | 2026-06-11 | OK |  | 2024-12-11 |  | Gowri | MSIL | Automotive
2280 | Active | SNG324/02 | SNAP GAUGE | 12.600/13.600 | * | * | NA | attribute | OP959 | OP959 | MSIL OP M/C SHOP | MSIL Plant | Inhouse-Gauges | 6 MONTH | 2025-12-11 | 2026-06-11 | OK |  |  |  | Gowri | MSIL | Automotive
2281 | Active | SNG371/01 | SNAP GAUGE | 32.850/32.920 | * | * | NA | attribute | WPA981 | WPA981 | RECEIVING INS | SQA | Inhouse-Gauges | 6 MONTH | 2025-11-11 | 2026-05-11 | OVER DUE |  |  |  | Pavi |  | Automotive
2282 | Active | SNG402/01 | SNAP GAUGE | 20.100/19.900 | * | * | NA | attribute | OP1007 | OP1007 | M/C SHOP | MSIL Plant | Inhouse-Gauges | 6 MONTH | 2026-03-11 | 2026-09-11 | OK |  |  |  | Gowri | VST | Automotive
2283 | Active | SNG621/01 | SNAP GAUGE | 72.100/71.900 | * | * | NA | attribute | OP1007 | OP1007 | M/C SHOP | MSIL Plant | Inhouse-Gauges | 6 MONTH | 2026-03-11 | 2026-09-11 | OK |  |  |  | Gowri | VST | Automotive
2284 | Active | SNG622/01 | SNAP GAUGE | 40.100/39.900 | * | * | NA | attribute | OP1007 | OP1007 | M/C SHOP | MSIL Plant | Inhouse-Gauges | 6 MONTH | 2026-03-11 | 2026-09-11 | OK |  | 2023-03-11 |  | Gowri | VST | Automotive
2285 | Active | SNG925/01 | SNAP GAUGE | 41.000/41.500 | * | * | NA | attribute | WPA1009-02 | WPA1009 | M&M AL M/C SHOP | M&M Plant | Inhouse-Gauges | 6 MONTH | 2025-11-11 | 2026-05-11 | OVER DUE |  |  |  | Pavi | M&M | Automotive
2286 | Active | DG009/01 | DEPTH GAUGE | 54.595/55.130 | * | * | NA | attribute | OP986 | OP986 | MSIL OP M/C SHOP | MSIL Plant | Inhouse-Gauges | 6 MONTH | 2026-03-10 | 2026-09-10 | OK |  | 2023-09-10 |  | Gowri | MSIL | Automotive
2287 | Active | DG280/04 | DEPTH GAUGE | 47.300/47.700 | * | * | NA | attribute | WPA827 | WPA827 | MSIL WP M/C SHOP | MSIL Plant | Inhouse-Gauges | 6 MONTH | 2026-03-10 | 2026-09-10 | OK |  | 2025-03-10 |  | Gowri | MSIL | Automotive
2288 | Active | DG346/01 | DEPTH GAUGE | 56.400/56.800 | * | * | NA | attribute | IFC794M | IFC794M | TML OP M/C SHOP | MSIL Plant | Inhouse-Gauges | 6 MONTH | 2026-04-10 | 2026-10-10 | OK |  | 2021-04-10 |  | Gowri | MSIL | Automotive
2289 | Active | DG522/01 | DEPTH GAUGE | 50.500/51.000 | * | * | NA | attribute | OP859 | OP859-01 | M/C SHOP | MSIL Plant | Inhouse-Gauges | 6 MONTH | 2025-12-10 | 2026-06-10 | OK |  | 2023-12-10 |  | Gowri | MSIL | Automotive
2290 | Active | PG0318/04 | PLUG GAUGE | 37.400/37.600 | * | * | NA | attribute | WPA853S | WPA853S | M/C SHOP | Ford | Inhouse-Gauges | 6 MONTH | 2026-03-10 | 2026-06-10 | OK |  | 2023-03-10 |  | Pavi | Ford | Automotive
2291 | Active | PG0357/09 | PLUG GAUGE | 8.025/8.047 | * | * | NA | attribute | IFC895M1BS6 | IFC895M1BS6 | AL ASSEMBLY | M&M Plant | Inhouse-Gauges | 1 MONTH | 2026-05-10 | 2026-06-10 | OK |  | 2025-12-10 |  | Pavi | M&M | Automotive
2292 | Active | PG0357/18 | PLUG GAUGE | 8.025/8.047 | * | * | NA | attribute | OP772/890 | OP772/890 | M&M | M&M Plant | Inhouse-Gauges | 1 MONTH | 2026-05-10 | 2026-06-10 | OK |  | 2026-03-10 |  | Pavi | M&M | Automotive
2293 | Active | PG0500/04 | PLUG GAUGE | 10.040/10.060 | * | * | NA | attribute | IFC977 | IFC895M1BS6 | SQA Inspection | SQA | Inhouse-Gauges | 6 MONTH | 2026-03-10 | 2026-08-10 | OK |  | 2025-03-10 |  | Pavi | M&M | Automotive
2294 | Active | PG666/01 | PLUG GAUGE | 8.800/9.200 | * | * | NA | attribute | OP772 | OP772 | AL ASSEMBLY | M&M Plant | Inhouse-Gauges | 6 MONTH | 2026-05-10 | 2026-11-10 | OK |  | 2023-11-10 |  | Pavi | M&M | Automotive
2295 | Active | PG818/28 | PLUG GAUGE | 20.000/20.021 | * | * | NA | attribute | OP1010 | OP1010 | ASSY | MSIL Plant | Inhouse-Gauges | 1 MONTH | 2026-05-10 | 2026-06-10 | OK |  | 2025-12-10 |  | Gowri | MSIL | Automotive
2296 | Active | SNG172/02 | SNAP GAUGE | 11.000/10.800 | * | * | NA | attribute | WPA586M | WPA586M | MSIL WP ASSY | MSIL Plant | Inhouse-Gauges | 6 MONTH | 2025-12-10 | 2026-06-10 | OK |  | 2023-12-10 |  | Gowri | MSIL | Automotive
2297 | Active | SNG218/10 | SNAP GAUGE | 86.946/87.000 | * | * | NA | attribute | WPA890/772 | WPA890/772 | AL ASSEMBLY | M&M Plant | Inhouse-Gauges | 2 MONTH | 2026-05-10 | 2026-07-10 | OK |  | 2023-11-10 |  | Pavi | M&M | Automotive
2298 | Active | TPG006/182 | THREAD PLUG GAUGE | M8X1.25-6H | * | * | NA | attribute | OP761 | OP761 | TML OP ASSY-01 | MSIL Plant | Inhouse-Gauges | 6 MONTH | 2026-04-10 | 2026-10-10 | OK |  | 2021-04-10 |  | Gowri | MSIL | Automotive
2299 | Active | DG0016/09 | DEPTH GAUGE | 13.600/13.800 | * | * | NA | attribute | WPA586M | WPA586M | MSIL WP M/C SHOP | MSIL Plant | Inhouse-Gauges | 6 MONTH | 2025-12-09 | 2026-06-09 | OK |  |  |  | Gowri | MSIL | Automotive
2300 | Active | DG0125/04 | DEPTH GAUGE | 77.800/78.200 | * | * | NA | attribute | WPA853S | WPA853S | M/C SHOP | Ford | Inhouse-Gauges | 6 MONTH | 2025-11-09 | 2026-05-09 | OVER DUE |  |  |  | Pavi | Ford | Automotive
2301 | Active | DG196/01 | DEPTH GAUGE | 40.700/40.900 | * | * | NA | attribute | WPA1022 | WPA1022 | CUMMINS M/C | MSIL Plant | Inhouse-Gauges | 6 MONTH | 2026-02-09 | 2026-08-09 | OK |  |  |  | Gowri | TATA Cummins | Automotive
2302 | Active | PG0313/01 | PLUG GAUGE | 20.000/20.052 | * | * | NA | attribute | WPA890/772 | WPA890/772 | AL ASSEMBLY | M&M Plant | Inhouse-Gauges | 2 MONTH | 2026-03-09 | 2026-05-09 | OVER DUE |  |  |  | Pavi | M&M | Automotive
2303 | Active | PG051/02 | PLUG GAUGE | 4.900/5.100 | * | * | NA | attribute | WPA1022 | WPA1022 | CUMMINS M/C | MSIL Plant | Inhouse-Gauges | 6 MONTH | 2026-02-09 | 2026-08-09 | OK |  |  |  | Gowri | TATA Cummins | Automotive
2304 | Active | PG205/01 | PLUG GAUGE | 6.100/7.000 | * | * | NA | attribute | WPA1022 | WPA1022 | CUMMINS M/C | MSIL Plant | Inhouse-Gauges | 6 MONTH | 2026-02-09 | 2026-08-09 | OK |  |  |  | Gowri | TATA Cummins | Automotive
2305 | Active | PG206/01 | PLUG GAUGE | 6.600/7.500 | * | * | NA | attribute | WPA1022 | WPA1022 | CUMMINS M/C | MSIL Plant | Inhouse-Gauges | 6 MONTH | 2026-02-09 | 2026-08-09 | OK |  |  |  | Gowri | TATA Cummins | Automotive
2306 | Active | PG563 | PLUG GAUGE | 8.900/9.120 | * | * | NA | attribute | CAST IRON | CAST IRON | M&M | M&M Plant | Inhouse-Gauges | 6 MONTH | 2026-01-09 | 2026-07-09 | OK |  |  |  | Pavi | M&M FARM | Non Automotive
2307 | Active | PG668/40 | PLUG GAUGE | 4.917/5.153 | * | * | NA | attribute | WPA586M | WPA586M | MSIL WP M/C SHOP | MSIL Plant | Inhouse-Gauges | 6 MONTH | 2025-12-09 | 2026-06-09 | OK |  |  |  | Gowri | MSIL | Automotive
2308 | Active | PG777/01 | PLUG GAUGE | 8.000/8.036 | * | * | NA | attribute | WPA1008 | WPA1008 | M/C SHOP | MSIL Plant | Inhouse-Gauges | 1 MONTH | 2026-04-09 | 2026-05-09 | OVER DUE |  |  |  | Gowri | TML | Automotive
2309 | Active | SNG339/01 | SNAP GAUGE | 30.200/29.800 | * | * | NA | attribute | WPA938M1 | WPA938M1 | AL ASSEMBLY | M&M Plant | Inhouse-Gauges | 6 MONTH | 2026-01-09 | 2026-07-09 | OK |  |  |  | Pavi | M&M | Automotive
2310 | Active | SNG589/01 | SNAP GAUGE | 20.900/21.100 | * | * | NA | attribute | WPA939 | WPA939 | M&M AL M/C SHOP | M&M Plant | Inhouse-Gauges | 6 MONTH | 2025-11-09 | 2026-05-09 | OVER DUE |  |  |  | Pavi | M&M | Automotive
2311 | Active | SNG594/01 | SNAP GAUGE | 29.993/29.972 | * | * | NA | attribute | CAST IRON | CAST IRON | M&M | M&M Plant | Inhouse-Gauges | 6 MONTH | 2026-01-09 | 2026-07-09 | OK |  |  |  | Pavi | M&M FARM | Non Automotive
2312 | Active | SPG858/01 | SPECIAL GAUGE | 7.10/7.30 | * | * | NA | attribute | WPA977 | WP977 | ASSY | M&M Plant | Inhouse-Gauges | 6 MONTH | 2025-11-09 | 2026-05-09 | OVER DUE |  |  |  | Pavi | M&M | Automotive
2313 | Active | TPG006/186 | THREAD PLUG GAUGE | M8*1.25-6H | * | * | NA | attribute | OP1010 | OP1010 | MSIL M/C SHOP | MSIL Plant | Inhouse-Gauges | 2 MONTH | 2026-04-09 | 2026-06-09 | OK |  |  |  | Gowri | MSIL | Automotive
2314 | Active | CCG085/01 | CONCENTRICITY GAUGE | 46.000/29.936 | * | * | NA | attribute | WPA1020 | WP1020 | WP1020 M/C | MSIL Plant | Inhouse-Gauges | 6 MONTH | 2025-12-13 | 2026-06-13 | OK |  |  |  | Gowri | Yanmar | Non Automotive
2315 | Active | DG004/02 | DEPTH GAUGE | 18.500/18.700 | * | * | NA | attribute | COMMON | COMMON | RECEIVING INS | SQA | Inhouse-Gauges | 6 MONTH | 2025-11-08 | 2026-05-08 | OVER DUE |  |  |  | Pavi |  | Automotive
2316 | Active | DG489/01 | DEPTH GAUGE | 20.900/21.100 | * | * | NA | attribute | WPP1000-01 | WPP100-01 | M&M | M&M Plant | Inhouse-Gauges | 6 MONTH | 2026-02-08 | 2026-08-08 | OK |  |  |  | Pavi | M&M | Automotive
2317 | Active | PG613/22 | PLUG GAUGE | 8.376/8.676 | * | * | NA | attribute | OP1022 | OP1022 | ASSY | MSIL Plant | Inhouse-Gauges | 6 MONTH | 2025-12-08 | 2026-06-08 | OK |  | 2022-06-08 |  | Gowri | TATA Cummins | Automotive
2318 | Active | PG613/54 | PLUG GAUGE | 6.647/6.912 | * | * | NA | attribute | OP1022 | OP1022 | ASSY | MSIL Plant | Inhouse-Gauges | 6 MONTH | 2025-12-08 | 2026-06-08 | OK |  | 2022-06-08 |  | Gowri | TATA Cummins | Automotive
2319 | Active | PG615/01 | PLUG GAUGE | 14.376/14.676 | * | * | NA | attribute | OP996 | OP996 | AL ASSEMBLY | M&M Plant | Inhouse-Gauges | 6 MONTH | 2026-05-08 | 2026-11-08 | OK |  | 2019-11-08 |  | Pavi | M&M | Automotive
2320 | Active | PG645/33 | PLUG GAUGE | 18.376/18.676 | * | * | NA | attribute | OP1022 | OP1022 | ASSY | MSIL Plant | Inhouse-Gauges | 6 MONTH | 2025-12-08 | 2026-06-08 | OK |  | 2022-06-08 |  | Gowri | TATA Cummins | Automotive
2321 | Active | SRG201/2 | RING GAUGE | 79.200/79.000 | * | * | NA | attribute | CAST IRON | CAST IRON | M&M | M&M Plant | Inhouse-Gauges | 6 MONTH | 2026-01-08 | 2026-07-08 | OK |  | 2023-07-08 |  | Pavi | M&M FARM | Non Automotive
2322 | Active | TPG006/191 | THREAD PLUG GAUGE | M8x1.25-6H | * | * | NA | attribute | OP1022 | OP1022 | ASSY | MSIL Plant | Inhouse-Gauges | 2 MONTH | 2026-04-08 | 2026-06-08 | OK |  |  |  | Gowri | TATA Cummins | Automotive
2323 | Active | DG222/01 | DEPTH GAUGE | 6.350/6.850 | * | * | NA | attribute | OP1006 | OP1006 | M&M | M&M Plant | Inhouse-Gauges | 6 MONTH | 2026-04-07 | 2026-10-07 | OK |  |  |  | Gowri | M&M | Automotive
2324 | Active | DG223/01 | DEPTH GAUGE | 5.500/6.000 | * | * | NA | attribute | WPA1017 | WPA1017 | M&M | M&M Plant | Inhouse-Gauges | 6 MONTH | 2026-04-07 | 2026-10-07 | OK |  |  |  | Pavi | M&M | Automotive
2325 | Active | DG361/2 | DEPTH GAUGE | 26.250/26.500 | * | * | NA | attribute | CAST IRON | CAST IRON | M&M | M&M Plant | Inhouse-Gauges | 6 MONTH | 2026-01-07 | 2026-07-07 | OK |  |  |  | Pavi | M&M FARM | Non Automotive
2326 | Active | DG376/1 | DEPTH GAUGE | 10.850/11.150 | * | * | NA | attribute | OP890 | OP890 | M&M AL M/C SHOP | M&M Plant | Inhouse-Gauges | 6 MONTH | 2026-03-07 | 2026-09-07 | OK |  |  |  | Pavi | M&M | Automotive
2327 | Active | DG626/2 | DEPTH GAUGE | 21.100/21.500 | * | * | NA | attribute | WPA989 | WPA989 | CI ASSY-01 | M&M Plant | Inhouse-Gauges | 6 MONTH | 2026-01-07 | 2026-07-07 | OK |  |  |  | Pavi | M&M | Automotive
2328 | Active | HG453/01 | HEIGHT GAUGE | 94.700/94.500 | * | * | NA | attribute | WPA1009 | WPA1009 | AL ASSEMBLY | M&M Plant | Inhouse-Gauges | 6 MONTH | 2026-05-07 | 2026-11-07 | OK |  |  |  | Pavi | M&M | Automotive
2329 | Active | PG0468/05 | PLUG GAUGE | 2.850/3.150 | * | * | NA | attribute | WPA827 | M&M M/C | M&M | M&M Plant | Inhouse-Gauges | 6 MONTH | 2026-02-07 | 2026-08-07 | OK |  |  |  | Pavi | M&M | Automotive
2330 | Active | PG153/13 | PLUG GAUGE | 6.800/7.200 | * | * | NA | attribute | OP906 | OP906 | TML OP ASSY-01 | MSIL Plant | Inhouse-Gauges | 6 MONTH | 2026-05-07 | 2026-11-07 | OK |  |  |  | Gowri | MSIL | Automotive
2331 | Active | PG468/2 | PLUG GAUGE | 18.800/19.200 | * | * | NA | attribute | CAST IRON | CAST IRON | M&M | M&M Plant | Inhouse-Gauges | 6 MONTH | 2026-01-07 | 2026-07-07 | OK |  |  |  | Pavi | M&M FARM | Non Automotive
2332 | Active | PG613/63 | PLUG GAUGE | 6.647/6.912 | * | * | NA | attribute | OP772 | OP772 | M&M AL M/C SHOP | M&M Plant | Inhouse-Gauges | 6 MONTH | 2026-02-07 | 2026-08-07 | OK |  |  |  | Pavi | M&M | Automotive
2333 | Active | PG613/64 | PLUG GAUGE | 6.647/6.912 | * | * | NA | attribute | OP772 | OP1001 | ASSY | MSIL Plant | Inhouse-Gauges | 6 MONTH | 2026-05-07 | 2026-11-07 | OK |  |  |  | Gowri | Eicher | Automotive
2334 | Active | PG670/08 | PLUG GAUGE | 22.300/22.500 | * | * | NA | attribute | OP772/890 | OP772/890 | ASSY-01 | M&M Plant | Inhouse-Gauges | 6 MONTH | 2026-02-07 | 2026-08-07 | OK |  |  |  | Pavi | M&M | Automotive
2335 | Active | PG822/01 | PLUG GAUGE | 28.250/28.300 | * | * | NA | attribute | WPA75 | WPA75 | RECEIVING INS | SQA | Inhouse-Gauges | 6 MONTH | 2026-05-07 | 2026-11-07 | OK |  |  |  | Pavi |  | Automotive
2336 | Active | RG0023/01 | RING GAUGE | 51.17 | * | * | NA | attribute | IFC794M | IFC794M | RECEIVING INS | SQA | Inhouse-Gauges | 6 MONTH | 2026-02-07 | 2026-08-07 | OK |  |  |  | Pavi |  | Automotive
2337 | Active | RG042/02 | RING GAUGE | 51 | * | * | NA | attribute | WPA781 | WPA781 | RECEIVING INS | SQA | Inhouse-Gauges | 6 MONTH | 2026-05-07 | 2026-11-07 | OK |  |  |  | Pavi |  | Automotive
2338 | Active | SNG022/13 | SNAP GAUGE | 23.870/23.820 | * | * | NA | attribute | WPA85M | WPA85M | MSIL WP ASSY | MSIL Plant | Inhouse-Gauges | 1 MONTH | 2026-05-07 | 2026-06-07 | OK |  |  |  | Gowri | MSIL | Automotive
2339 | Active | SNG587/04 | SNAP GAUGE | 97.450/97.400 | * | * | NA | attribute | WPA939 | WPA939 | ASSY | M&M Plant | Inhouse-Gauges | 6 MONTH | 2026-02-07 | 2026-08-07 | OK |  |  |  | Pavi | M&M | Automotive
2340 | Active | SNG593/02 | SNAP GAUGE | 30.500/29.500 | * | * | NA | attribute | CAST IRON | CAST IRON | M&M | M&M Plant | Inhouse-Gauges | 6 MONTH | 2026-01-07 | 2026-07-07 | OK |  |  |  | Pavi | M&M FARM | Non Automotive
2341 | Active | SNG635/01 | SNAP GAUGE | 8.100/8.000 | * | * | NA | attribute | M1102 | M1102 | ASSY-HOUSING CAP | MSIL Plant | Inhouse-Gauges | 6 MONTH | 2026-04-07 | 2026-10-07 | OK |  |  |  | Gowri | MSIL | Automotive
2342 | Active | SNG635/02 | SNAP GAUGE | 8.100/8.000 | * | * | NA | attribute | M1102 | M1102 | ASSY-HOUSING CAP | MSIL Plant | Inhouse-Gauges | 6 MONTH | 2026-04-07 | 2026-10-07 | OK |  |  |  | Gowri | MSIL | Automotive
2343 | Active | TPG003/340 | THREAD PLUG GAUGE | M6x1-6H | * | * | NA | attribute | SQA | SQA | SQA | SQA | Inhouse-Gauges | 2 MONTH | 2026-05-07 | 2026-07-07 | OK |  |  |  | Pavi |  | Automotive
2344 | Active | DG474/02 | DEPTH GAUGE | 4.000/4.500 | * | * | NA | attribute | OP772 | OP772 | M&M M/C SHOP | M&M Plant | Inhouse-Gauges | 6 MONTH | 2026-04-06 | 2026-10-06 | OK |  | 2020-10-06 |  | Pavi | M&M | Automotive
2345 | Active | PG0438/05 | PLUG GAUGE | 8.300/8.450 | * | * | NA | attribute | WPA827 | WPA827 | MSIL OP ASSY | MSIL Plant | Inhouse-Gauges | 6 MONTH | 2026-02-06 | 2026-08-06 | OK |  | 2026-02-06 |  | Gowri | MSIL | Automotive
2346 | Active | PG836/01 | PLUG GAUGE | 9.000/10.000 | * | * | NA | attribute | OP959 | OP959 | MSIL OP M/C SHOP | MSIL Plant | Inhouse-Gauges | 6 MONTH | 2026-03-06 | 2026-09-06 | OK |  | 2024-09-06 |  | Gowri | MSIL | Automotive
2347 | Active | TPG003/320 | THREAD PLUG GAUGE | M6X1-6H-19MM | * | * | NA | attribute | WPA981 | WPP981.01 | M/C SHOP | Ford | Inhouse-Gauges | 2 MONTH | 2026-04-06 | 2026-06-06 | OK |  | 2023-09-06 |  | Pavi | Ford | Automotive
2348 | Active | TPG003/336 | THREAD PLUG GAUGE | M6x1-6H | * | * | NA | attribute | IFC794M | IFC794M | ASSY | MSIL Plant | Inhouse-Gauges | 2 MONTH | 2026-04-06 | 2026-06-06 | OK |  | 2024-08-06 |  | Gowri | MSIL | Automotive
2349 | Active | PG0413/003 | PLUG GAUGE | 6.800/7.200 | * | * | NA | attribute | OP898 | OP898 | ASSY | M&M Plant | Inhouse-Gauges | 6 MONTH | 2025-12-05 | 2026-06-05 | OK |  | 2024-06-05 |  | Pavi | M&M | Automotive
2350 | Active | PG669/03 | PLUG GAUGE | 4.917/5.153 | * | * | NA | attribute | OP898 | OP898 | ASSY | GM | Inhouse-Gauges | 6 MONTH | 2025-12-05 | 2026-06-05 | OK |  | 2025-12-05 |  | Pavi | GM | Automotive
2351 | Active | PG834/02 | PLUG GAUGE | 21.200/21.300 | * | * | NA | attribute | OP898 | OP898 | ASSY | GM | Inhouse-Gauges | 6 MONTH | 2025-12-05 | 2026-06-05 | OK |  | 2026-03-05 |  | Pavi | GM | Automotive
2352 | Active | BSG023/01 | BLUE SEATING GAUGE | 108°48' | * | * | NA | attribute | WPA853S | WPA853S | M/C SHOP | Ford | Inhouse-Gauges | 6 MONTH | 2026-03-04 | 2026-09-04 | OK |  | 2021-09-04 |  | Pavi | Ford | Automotive
2353 | Active | DG0216/01 | DEPTH GAUGE | 20.375/20.575 | * | * | NA | attribute | WPA761 | WPA761 | RECEIVING INS | SQA | Inhouse-Gauges | 6 MONTH | 2026-05-04 | 2026-11-04 | OK |  | 2025-11-04 |  | Pavi |  | Automotive
2354 | Active | DG356/01 | DEPTH GAUGE | 12.220/12.720 | * | * | NA | attribute | IFC977M2 | IFC977M2 | AL ASSEMBLY | M&M Plant | Inhouse-Gauges | 6 MONTH | 2026-04-04 | 2026-10-04 | OK |  | 2026-10-04 |  | Pavi | M&M | Automotive
2355 | Active | DG501/03 | DEPTH GAUGE | 1.900/2.100 | * | * | NA | attribute | WPA723N | WPA723N | TML WP M/C SHOP | MSIL Plant | Inhouse-Gauges | 6 MONTH | 2026-05-04 | 2026-11-04 | OK |  | 2025-11-04 |  | Gowri | MSIL | Automotive
2356 | Active | DG501/1 | DEPTH GAUGE | 36.400/37.000 | * | * | NA | attribute | WPA889 | WPA889 | M&M | M&M Plant | Inhouse-Gauges | 6 MONTH | 2026-01-04 | 2026-07-04 | OK |  | 2026-01-04 |  | Pavi | M&M | Automotive
2357 | Active | DG632/1 | DEPTH GAUGE | 4.800/5.200 | * | * | NA | attribute | WPA989 | WPA989 | CI ASSY-01 | M&M Plant | Inhouse-Gauges | 6 MONTH | 2026-01-04 | 2026-07-04 | OK |  | 2026-01-04 |  | Pavi | M&M | Automotive
2358 | Active | DG714/02 | DEPTH GAUGE | 65.5 | * | * | NA | attribute | WPA887 | WPA887 | M&M | M&M Plant | Inhouse-Gauges | 6 MONTH | 2026-04-04 | 2026-10-04 | OK |  | 2024-04-04 |  | Pavi | M&M | Automotive
2359 | Active | DG898/01 | DEPTH GAUGE | 11.650/12.150 | * | * | NA | attribute | IFC794M | IFC794M | TML OP ASSY-01 | MSIL Plant | Inhouse-Gauges | 6 MONTH | 2026-02-04 | 2026-08-04 | OK |  | 2021-08-04 |  | Gowri | MSIL | Automotive
2360 | Active | DG898/02 | DEPTH GAUGE | 11.650/12.150 | * | * | NA | attribute | IFC794M | IFC794M | TML OP ASSY-01 | MSIL Plant | Inhouse-Gauges | 6 MONTH | 2026-02-04 | 2026-08-04 | OK |  | 2026-02-04 |  | Gowri | MSIL | Automotive
2361 | Active | MD004 | MANDLE | MANDLE | * | * | NA | attribute | COMMON | COMMON | RECEIVING INS | SQA | Inhouse-Gauges | 6 MONTH | 2026-02-04 | 2026-08-04 | OK |  | 2026-02-04 |  | Pavi |  | Automotive
2362 | Active | PG0270/18 | PLUG GAUGE | 11.000/11.027 | * | * | NA | attribute | OP973M | OP973M | RECEIVING INS | SQA | Inhouse-Gauges | 6 MONTH | 2026-02-04 | 2026-08-04 | OK |  | 2025-02-04 |  | Pavi |  | Automotive
2363 | Active | PG0425/008 | PLUG GAUGE | 18.032/18.050 | * | * | NA | attribute | OP898 | OP898 | ASSY | GM | Inhouse-Gauges | 1 MONTH | 2026-05-04 | 2026-06-04 | OK |  | 2026-03-04 |  | Pavi | GM | Automotive
2364 | Active | PG0425/012 | PLUG GAUGE | 18.032/18.050 | * | * | NA | attribute | OP898 | OP898 | M/C SHOP | GM | Inhouse-Gauges | 1 MONTH | 2026-05-04 | 2026-06-04 | OK |  | 2026-04-04 |  | Pavi | GM | Automotive
2365 | Active | PG0441/01 | PLUG GAUGE | 17.475/17.450 | * | * | NA | attribute | WP1023 | WP1023 | M&M | M&M Plant | Inhouse-Gauges | 1 MONTH | 2026-05-04 | 2026-06-04 | OK |  | 2026-03-04 |  | Pavi | M&M | Automotive
2366 | Active | PG055/02 | PLUG GAUGE | 4.900/5.100 | * | * | NA | attribute | WP1023 | WP1023 | ASSY | M&M Plant | Inhouse-Gauges | 6 MONTH | 2026-02-04 | 2026-08-04 | OK |  | 2024-08-04 |  | Pavi | M&M | Automotive
2367 | Active | PG613/55 | PLUG GAUGE | 6.647/6.912 | * | * | NA | attribute | OP1023 | OP1023 | ASSY | M&M Plant | Inhouse-Gauges | 6 MONTH | 2026-02-04 | 2026-08-04 | OK |  | 2023-08-04 |  | Pavi | Kohler | Automotive
2368 | Active | PG645/43 | PLUG GAUGE | 18.376/18.676 | * | * | NA | attribute | OP1023 | OP1023 | ASSY | M&M Plant | Inhouse-Gauges | 6 MONTH | 2026-02-04 | 2026-08-04 | OK |  | 2026-02-04 |  | Pavi | Kohler | Automotive
2369 | Active | PG896/01 | PLUG GAUGE | 8.100/8.136 | * | * | NA | attribute | WP427 | WP427 | M/C SHOP | MSIL Plant | Inhouse-Gauges | 1 MONTH | 2026-05-04 | 2026-06-04 | OK |  | 2025-09-04 |  | Gowri | TML | Automotive
2370 | Active | SNG812/1 | SNAP GAUGE | 29.200/28.800 | * | * | NA | attribute | WPA822 | WPA822 | M&M | M&M Plant | Inhouse-Gauges | 6 MONTH | 2026-02-04 | 2026-08-04 | OK |  | 2022-08-04 |  | Pavi | M&M | Automotive
2371 | Active | TPG003/349 | THREAD PLUG GAUGE | M6X1-6H | * | * | NA | attribute | OP772 | OP772 | M&M | M&M Plant | Inhouse-Gauges | 2 MONTH | 2026-04-04 | 2026-06-04 | OK |  | 2024-02-04 |  | Pavi | M&M | Automotive
2372 | Active | DG458/01 | DEPTH GAUGE | 29.580/29.980 | * | * | NA | attribute | IFC977M2 | IFC977M2 | AL ASSEMBLY | M&M Plant | Inhouse-Gauges | 6 MONTH | 2026-05-03 | 2026-11-03 | OK |  | 2020-10-03 |  | Pavi | M&M | Automotive
2373 | Active | PG0455/07 | PLUG GAUGE | 8.000/8.022 | * | * | NA | attribute | IFC794M | IFC794M | ASSY | MSIL Plant | Inhouse-Gauges | 1 MONTH | 2026-05-03 | 2026-06-03 | OK |  | 2025-12-03 |  | Gowri | TML | Automotive
2374 | Active | PG170/7 | PLUG GAUGE | 7.000/7.200 | * | * | NA | attribute | WPA938M1 | WPA938M1 | AL ASSEMBLY | M&M Plant | Inhouse-Gauges | 6 MONTH | 2026-01-03 | 2026-07-03 | OK |  | 2026-01-03 |  | Pavi | M&M | Automotive
2375 | Active | PG230/02 | PLUG GAUGE | 18.500/18.560 | * | * | NA | attribute | OP1023 | OP1023 | M&M M/C | M&M Plant | Inhouse-Gauges | 1 MONTH | 2026-05-03 | 2026-06-03 | OK |  | 2025-03-03 |  | Pavi | Kohler | Automotive
2376 | Active | PG737/01 | PLUG GAUGE | 15.870(PULLEY GEARED) | * | * | NA | attribute | WPA896 | WPA896 | GM BULD WP ASSY | MSIL Plant | Inhouse-Gauges | 6 MONTH | 2026-04-03 | 2026-10-03 | OK |  | 2024-04-03 |  | Gowri | MSIL | Automotive
2377 | Active | PG819/01 | PLUG GAUGE | 8.917/9.153 | * | * | NA | attribute | FP85 | FP | ASSY-01 | Fuel Pump | Inhouse-Gauges | 6 MONTH | 2026-05-03 | 2026-11-03 | OK |  | 2023-05-03 |  | Gowri | Fuel Pump | Automotive
2378 | Active | PG820/01 | PLUG GAUGE | 12.376/12.676 | * | * | NA | attribute | FP85 | FP | ASSY-01 | Fuel Pump | Inhouse-Gauges | 6 MONTH | 2026-05-03 | 2026-11-03 | OK |  | 2023-05-03 |  | Gowri | Fuel Pump | Automotive
2379 | Active | PG821/01 | PLUG GAUGE | 10.376/10.676 | * | * | NA | attribute | FP85 | FP | ASSY-01 | Fuel Pump | Inhouse-Gauges | 6 MONTH | 2026-05-03 | 2026-11-03 | OK |  | 2023-05-03 |  | Gowri | Fuel Pump | Automotive
2380 | Active | PG880/01 | PLUG GAUGE | 15.770/15.820 | * | * | NA | attribute | WPA1009 | WPA1009 | M&M AL M/C SHOP | M&M Plant | Inhouse-Gauges | 1 MONTH | 2026-05-03 | 2026-06-03 | OK |  | 2026-01-03 |  | Pavi | M&M | Automotive
2381 | Active | TPG003/246 | THREAD PLUG GAUGE | M6X1-6H | * | * | NA | attribute | CAST IRON | CAST IRON | ASSY FINAL | M&M Plant | Inhouse-Gauges | 6 MONTH | 2026-03-03 | 2026-09-03 | OK |  | 2024-09-03 |  | Pavi | M&M FARM | Non Automotive
2382 | Active | DG1031/02 | DEPTH GAUGE | 5.200/5.800 | * | * | NA | attribute | WP1026 | WP1026 | M/C | M&M Plant | Inhouse-Gauges | 6 MONTH | 2026-02-02 | 2026-08-02 | OK |  |  |  | Pavi | M&M | Automotive
2383 | Active | DG580/04 | DEPTH GAUGE | 5.000/5.500 | * | * | NA | attribute | WP1026 | WP1026 | M/C | M&M Plant | Inhouse-Gauges | 6 MONTH | 2026-02-02 | 2026-08-02 | OK |  |  |  | Pavi | M&M | Automotive
2384 | Active | PG130/28 | PLUG GAUGE | 4.900/5.100 | * | * | NA | attribute | WP1026 | WP1026 | M/C | M&M Plant | Inhouse-Gauges | 6 MONTH | 2026-02-02 | 2026-08-02 | OK |  |  |  | Pavi | M&M | Automotive
2385 | Active | PG190/08 | PLUG GAUGE | 7.000/7.200 | * | * | NA | attribute | WPA938M1 | WPA938M1 | SQA Inspection | SQA | Inhouse-Gauges | 6 MONTH | 2025-12-02 | 2026-06-02 | OK |  |  |  | Pavi | M&M | Automotive
2386 | Active | PG351/05 | PLUG GAUGE | 8.025/8.047 | * | * | NA | attribute | IFC977M2 | IFC977M2 | AL ASSEMBLY | M&M Plant | Inhouse-Gauges | 1 MONTH | 2026-04-02 | 2026-05-02 | OVER DUE |  |  |  | Pavi | M&M | Automotive
2387 | Active | PG416/05 | PLUG GAUGE | 13.800/14.200 | * | * | NA | attribute | WP1026 | WP1026 | M/C | M&M Plant | Inhouse-Gauges | 6 MONTH | 2026-02-02 | 2026-08-02 | OK |  |  |  | Pavi | M&M | Automotive
2388 | Active | PG418/03 | PLUG GAUGE | 11.000/11.200 | * | * | NA | attribute | WP1026 | WP1026 | M/C | M&M Plant | Inhouse-Gauges | 6 MONTH | 2026-02-02 | 2026-08-02 | OK |  |  |  | Pavi | M&M | Automotive
2389 | Active | PG874/01 | PLUG GAUGE | 48.800/49.200 | * | * | NA | attribute | OP989 | OP989 | M&M AL M/C SHOP | M&M Plant | Inhouse-Gauges | 6 MONTH | 2025-11-02 | 2026-05-02 | OVER DUE |  |  |  | Pavi | M&M | Automotive
2390 | Active | PG882/01 | PLUG GAUGE | 20.750/20.793 | * | * | NA | attribute | IFC794M | IFC794M | TML OP ASSY-01 | MSIL Plant | Inhouse-Gauges | 1 MONTH | 2026-04-02 | 2026-05-02 | OVER DUE |  |  |  | Gowri | MSIL | Automotive
2391 | Active | SNG0118/04 | SNAP GAUGE | 23.930/23.830 | * | * | NA | attribute | WPA468M | WPA468M | RECEIVING INS | SQA | Inhouse-Gauges | 6 MONTH | 2025-11-02 | 2026-05-02 | OVER DUE |  |  |  | Pavi |  | Automotive
2392 | Active | SNG728/01 | SNAP GAUGE | 24.000/23.500 | * | * | NA | attribute | WP1026 | WP1026 | M/C | M&M Plant | Inhouse-Gauges | 6 MONTH | 2026-02-02 | 2026-08-02 | OK |  |  |  | Pavi | M&M | Automotive
2393 | Active | SPG255/01 | SPECIAL GAUGE | 7.100/7.300-SWT | * | * | NA | attribute | GM TOP | GM TOP | GM BULD WP ASSY | MSIL Plant | Inhouse-Gauges | 6 MONTH | 2026-01-02 | 2026-07-02 | OK |  |  |  | Gowri | MSIL | Automotive
2394 | Active | DG003/01 | DEPTH GAUGE | 33.600/33.800 | * | * | NA | attribute | OP1021 | OP1021 | MSIL | MSIL Plant | Inhouse-Gauges | 6 MONTH | 2026-02-01 | 2026-08-01 | OK |  |  |  | Gowri | MSIL | Automotive
2395 | Active | DG524/01 | DEPTH GAUGE | 19.300/19.700 | * | * | NA | attribute | OP1021 | OP1021 | MSIL | MSIL Plant | Inhouse-Gauges | 6 MONTH | 2026-02-01 | 2026-08-01 | OK |  |  |  | Gowri | MSIL | Automotive
2396 | Active | DG525/01 | DEPTH GAUGE | 19.300/19.700 | * | * | NA | attribute | OP1021 | OP1021 | MSIL | MSIL Plant | Inhouse-Gauges | 6 MONTH | 2026-02-01 | 2026-08-01 | OK |  |  |  | Gowri | MSIL | Automotive
2397 | Active | PG0339/02 | PLUG GAUGE | 6.270/6.310 | * | * | NA | attribute | WPA827 | WPA827 | ASSY | MSIL Plant | Inhouse-Gauges | 6 MONTH | 2026-03-01 | 2026-09-01 | OK |  |  |  | Gowri | MSIL | Automotive
2398 | Active | PG0375/02 | PLUG GAUGE | 9.900/10.100 | * | * | NA | attribute | OP1021 | OP1021 | MSIL | MSIL Plant | Inhouse-Gauges | 6 MONTH | 2026-02-01 | 2026-08-01 | OK |  |  |  | Gowri | MSIL | Automotive
2399 | STOCK | PG0416/003 | PLUG GAUGE | 13.800/14.200 | * | * | NA | attribute | OP809 | OP809 | M/C SHOP | GM | Inhouse-Gauges | 6 MONTH | 2026-03-01 | 2026-09-01 | OK |  |  |  | Pavi | GM | Automotive
2400 | Active | PG613/13 | PLUG GAUGE | 6.647/6.912 | * | * | NA | attribute | OP986 | OP986 | MSIL OP M/C SHOP | MSIL Plant | Inhouse-Gauges | 6 MONTH | 2025-11-01 | 2026-05-01 | OVER DUE |  |  |  | Gowri | MSIL | Automotive
2401 | Active | PG613/69 | PLUG GAUGE | 6.647/6.912 | * | * | NA | attribute | OP1010 | OP1010 | M&M AL ASSY-01 | MSIL Plant | Inhouse-Gauges | 6 MONTH | 2025-12-01 | 2026-06-01 | OK |  |  |  | Gowri | MSIL | Automotive
2402 | Active | RG034/01 | RING GAUGE | 93.200/93.800 | * | * | NA | attribute | SQA | SQA | SQA | SQA | Inhouse-Gauges | 6 MONTH | 2025-11-01 | 2026-05-01 | OVER DUE |  |  |  | Pavi |  | Automotive
2403 | Active | SNG301/02 | SNAP GAUGE | 27.200/27.800 | * | * | NA | attribute | OP1021 | OP1021 | MSIL | MSIL Plant | Inhouse-Gauges | 6 MONTH | 2026-02-01 | 2026-08-01 | OK |  |  |  | Gowri | MSIL | Automotive
2404 | Active | SNG364/01 | SNAP GAUGE | 20.250/20.550 | * | * | NA | attribute | WPA890/772 | WPA890/772 | AL ASSEMBLY | M&M Plant | Inhouse-Gauges | 6 MONTH | 2026-03-01 | 2026-09-01 | OK |  |  |  | Pavi | M&M | Automotive
2405 | Active | SNG367/3 | SNAP GAUGE | 9.800/10.200 | * | * | NA | attribute | WPA939 | WPA939 | M&M AL M/C SHOP | M&M Plant | Inhouse-Gauges | 6 MONTH | 2025-11-01 | 2026-05-01 | OVER DUE |  |  |  | Pavi | M&M | Automotive
2406 | Active | SNG615/04 | SNAP GAUGE | 101.964/101.929 | * | * | NA | attribute | WPA939 | WPA939 | ASSY | M&M Plant | Inhouse-Gauges | 2 MONTH | 2026-03-01 | 2026-05-01 | OVER DUE |  |  |  | Pavi | M&M | Automotive
2407 | Active | SPG983/01 | SPECIAL GAUGE | 60.400/59.800 | * | * | NA | attribute | OP887 | OP887 | CI ASSY-01 | M&M Plant | Inhouse-Gauges | 6 MONTH | 2026-02-01 | 2026-08-01 | OK |  |  |  | Pavi | M&M | Automotive
2408 | Active | VHG002/01 | HEIGHT GAUGE | FLATNESS | * | * | NA | attribute | WPA899 | WPA899 | M&M | M&M Plant | Inhouse-Gauges | 6 MONTH | 2025-12-20 | 2026-06-20 | OK |  |  |  | Pavi | M&M | Automotive
2409 | Active | SPG1050/01 | SPECIAL GAUGE | IMPELLER HIGHT 36.34±0.1 |  | SLSE |  |  | WPA1035 | WPA1035 | ASSY | MSIL Plant | Inhouse-Gauges | 6 MONTH | 2026-01-29 | 2026-07-29 | OK |  |  |  | Gowri | VECV | Automotive
2410 | Active | PG911/01 | PLUG GAUGE | 6.800/3.900 | * | * | NA | attribute | DAIKIN | DAIKIN | SQA | DAIKIN | Inhouse-Gauges | 1 MONTH | 2026-05-11 | 2026-06-11 | OK |  | 2026-02-11 |  | Pavi | DAIKIN | Automotive
2411 | Active | SNG965/01 | SNAP GAUGE | 10.140/9.800 |  | SLSE |  |  | WPA1035 | WPA1035 | ASSY | MSIL Plant | Inhouse-Gauges | 6 MONTH | 2026-02-11 | 2026-08-11 | OK |  | 2026-02-11 |  | Gowri | VECV | Automotive
2412 | Active | DG0185/01 | DEPTH GAUGE | 60.700/61.300 | * | * | NA | attribute | DAIKIN | DAIKIN | DAIKIN | DAIKIN | Inhouse-Gauges | 6 MONTH | 2025-12-10 | 2026-06-10 | OK |  | 2025-12-10 |  | Pavi | DAIKIN | Automotive
2413 | Active | DG913/01 | DEPTH GAUGE | 41.5 | * | * | NA | attribute | WPA1035 | WPA1035 | ASSY | MSIL Plant | Inhouse-Gauges | 6 MONTH | 2026-04-04 | 2026-10-04 | OK |  |  |  | Gowri | VECV | Automotive
2414 | STOCK |  | DEPTH GAUGE | 16.200/16.600 | * | * | NA | attribute | IFC794M | IFC794M | TML OP M/C SHOP | MSIL Plant | Inhouse-Gauges | 6 MONTH |  |  | NO PLAN |  |  |  | Gowri | MSIL | Automotive
2415 | Active | SPG1050/01 | SPECIAL GAUGE | HUP PCD | * | * | NA | attribute | OP854 | OP854 | ASSY | MSIL Plant | Inhouse-Gauges | 6 MONTH | 2026-02-10 | 2026-08-10 | OK |  |  |  | Gowri | MSIL | Automotive
2416 | Service | TW119 | TORQUE WRENCH | 10-50Nm | 143653B-0.5Nm | TOHNICHI |  |  | WPA7736 | WP7736 | ASSY | MSIL Plant | Inhouse-Instruments | 6 MONTH | 2025-12-05 | 2026-06-05 | OK |  |  |  | Gowri | MSIL | Automotive
2417 | Service | TW133 | TORQUE WRENCH | 10-50Nm | 159010W-0.5Nm | TOHNICHI |  |  | OP491 | OP491 | ASSY | MSIL Plant | Inhouse-Instruments | 6 MONTH |  |  | NO PLAN |  |  |  | Gowri | MSIL | Automotive
2418 | Service | TW213 | TORQUE WRENCH | 10-50Nm | 067317D-0.5Nm | TOHNICHI |  |  | OP986 | OP986 | ASSY | MSIL Plant | Inhouse-Instruments | 6 MONTH |  |  | NO PLAN |  |  |  | Gowri | MSIL | Automotive
2419 | Active | AP002 | ANGLE PLATE | 100*100*115 | * | * | NA |  | COMMON | COMMON | STD ROOM | LAB | Inhouse-Instruments | 6 MONTH | 2025-12-18 | 2026-06-18 | OK |  | 2015-10-18 |  | Pavi | LAB | Automotive
2420 | Service | AP003 | ANGLE PLATE | 100*100*115 | UL-30801/SR.NO-429 | ULTRA |  |  | COMMON | COMMON | STD ROOM | LAB | Inhouse-Instruments | 6 MONTH | 2026-02-24 | 2026-08-24 | OK |  | 2019-07-03 |  | Pavi | LAB | Automotive
2421 | Service | AP004 | ANGLE PLATE | 100*100*115 | UL-30801/SR.NO-427 | ULTRA |  |  | COMMON | COMMON | STD ROOM | LAB | Inhouse-Instruments | 6 MONTH | 2026-04-15 | 2026-10-15 | OK |  | 2023-10-15 |  | Pavi | LAB | Automotive
2422 | Service | BDG011 | BORE DIAL GAUGE | 50 - 150MM | * | MITUTOYO |  |  | COMMON | COMMON | STD ROOM | LAB | Inhouse-Instruments | 6 MONTH | 2026-01-02 | 2026-07-02 | OK |  |  |  | Gowri | LAB | Automotive
2423 | Service | BDG030 | BORE DIAL GAUGE | 18 - 35 MM | 2169410-0.001 | MITUTOYO |  | 511701-ANALOG | COMMON | COMMON | STD ROOM | LAB | Inhouse-Instruments | 6 MONTH | 2026-02-20 | 2026-08-20 | OK |  |  |  | Gowri | LAB | Automotive
2424 | Service | BDG034 | BORE DIAL GAUGE | 18 - 35 MM | HPD919-0.001 | MITUTOYO/2109S-10 |  | BDG034 | WPA723N | WPA723N | M/C SHOP | LAB | Inhouse-Instruments | 6 MONTH | 2026-02-12 | 2026-08-12 | OK |  |  |  | Gowri | LAB | Automotive
2425 | Service | BDG036 | BORE DIAL GAUGE | 50 - 150MM | * | * | NA |  | WPA971 | WPA971 | M/C SHOP | LAB | Inhouse-Instruments | 6 MONTH | 2025-12-02 | 2026-06-02 | OK |  |  |  | Gowri | LAB | Automotive
2426 | Service | BDG038 | BORE DIAL GAUGE | 35 - 60MM | LGE817-0.001 | MITUTOYO/2109S-10 | [5 empty] | LAB | Inhouse-Instruments | 6 MONTH | 2025-11-02 | 2026-05-02 | OVER DUE |  |  |  | Gowri | LAB | Automotive
2427 | Service | BDG039 | BORE DIAL GAUGE | 35 - 60MM | LGE817-0.001 | MITUTOYO/2109S-10 |  |  | OP856 | OP856 | ASSY LINE I | LAB | Inhouse-Instruments | 6 MONTH | 2025-12-22 | 2026-06-22 | OK |  |  |  | Gowri | LAB | Automotive
2428 | Service | BDG040 | BORE DIAL GAUGE | 35 - 60MM | 6371900-0.001 | MITUTOYO |  |  | COMMON | COMMON | STD ROOM | LAB | Inhouse-Instruments | 6 MONTH | 2025-12-02 | 2026-06-02 | OK |  |  |  | Gowri | LAB | Automotive
2429 | Active | BSG029/01 | BLUE SEATING GAUGE | 118° | * | * | NA | attribute | OP1023 | OP1023 | M/C | M&M Plant | Inhouse-Gauges | 6 MONTH | 2025-11-27 | 2026-05-27 | OK |  |  |  | Pavi | Kohler | Automotive
2430 | Active | BSG033/01 | BLUE SEATING GAUGE | 20° | * | * | NA | attribute | WPA1020 | WP1020 | GM TOP | MSIL Plant | Inhouse-Gauges | 6 MONTH | 2026-01-03 | 2026-07-03 | OK |  |  |  | Gowri | MSIL | Automotive
2431 | Active | BSG034/01 | BLUE SEATING GAUGE | 45° | * | * | NA | attribute | IFC895M1BS6 | IFC895M1BS6 | M&M | M&M Plant | Inhouse-Gauges | 6 MONTH | 2026-01-24 | 2026-07-24 | OK |  |  |  | Pavi | M&M | Automotive
2432 | Active | CCG009/01 | CONCENTRICITY GAUGE | 29.930/36.374 | * | * | NA | attribute | WPA427 | WPA427 | RECEIVING INS | SQA | Inhouse-Gauges | 6 MONTH | 2025-11-13 | 2026-05-13 | OVER DUE |  |  |  | Pavi |  | Automotive
2433 | Active | CCG025/01 | CONCENTRICITY GAUGE | * | * | * | NA | attribute | WPA814 | WP814 | M&M | M&M Plant | Inhouse-Gauges | 6 MONTH | 2026-01-24 | 2026-07-24 | OK |  |  |  | Pavi | M&M | Automotive
2434 | Active | CCG025/02 | CONCENTRICITY GAUGE | * | * | * | NA | attribute | WPA814 | WPA814 | M&M AL M/C SHOP | M&M Plant | Inhouse-Gauges | 6 MONTH | 2025-11-23 | 2026-05-23 | OK |  |  |  | Pavi | M&M | Automotive
2435 | Active | CCG033/1 | CONCENTRICITY GAUGE | 29.936/30.500 | * | * | NA | attribute | WPA1035 | WPA1035 | MC SHOP | MSIL Plant | Inhouse-Gauges | 6 MONTH | 2026-01-02 | 2026-07-02 | OK |  |  |  | Gowri | VECV | Automotive
2436 | STOCK | CCG037/01 | CONCENTRICITY GAUGE | * | * | * | NA | attribute | IFC794M | IFC794M | TML OP M/C SHOP | MSIL Plant | Inhouse-Gauges | 6 MONTH |  |  | NO PLAN |  |  |  | Gowri | MSIL | Automotive
2437 | Active | CCG063 | CONCENTRICITY GAUGE | 46.995/39.000 | * | * | NA | attribute | OP491 | OP491 | MSIL OP ASSY | MSIL Plant | Inhouse-Gauges | 3 MONTH | 2025-12-22 | 2026-03-22 | OVER DUE |  |  |  | Gowri | MSIL | Automotive
2438 | Active | CCG081/01 | CONCENTRICITY GAUGE | * | * | * | NA | attribute | SQA | SQA | RECIVING INS | SQA | Inhouse-Gauges | 6 MONTH | 2026-03-10 | 2026-09-10 | OK |  |  |  | Pavi |  | Automotive
2439 | REJECTED | CCG083/01 | CONCENTRICITY GAUGE | 38.100/36.450 | * | * | NA | attribute | WPA1017 | WP1017 | M&M | M&M Plant | Inhouse-Gauges | 6 MONTH | 2026-02-16 | 2026-08-16 | OK |  |  |  | Pavi | M&M | Automotive
2440 | Active | CCG086/01 | CONCENTRICITY GAUGE | POSITION GAUGE PART |  | RBC | * | WPP1056.01 COVER | WPA1056 | WPP1056.02 | SQA | SQA | Inhouse-Gauges | 6 MONTH | 2025-11-03 | 2026-05-03 | OVER DUE |  |  |  | Pavi | M&M | Automotive
2441 | Active | CCG087/01 | CONCENTRICITY GAUGE | 25.88/15.853 |  | RBC | * | WPP1056.01 COVER | WPA1056 | WPP1056.02 | SQA | SQA | Inhouse-Gauges | 6 MONTH | 2025-11-03 | 2026-05-03 | OVER DUE |  |  |  | Pavi | M&M | Automotive
2442 | Service | CS002 | COMPARTOR STAND | ±0.010mm | * | * | NA | GRANET | OP990 | OP990 | ASSY-01 | M&M Plant | Inhouse-Instruments | 3 MONTH | 2026-05-12 | 2026-08-12 | OK |  |  |  | Pavi | M&M | Automotive
2443 | Service | CS003 | COMPARTOR STAND | ±0.010mm | LGS-14-29142 | LUTHRA |  |  | M1158 | M1158 | M/C SHOP | DAIKIN | Inhouse-Instruments | 3 MONTH | 2026-03-09 | 2026-06-09 | OK |  |  |  | Pavi | DAIKIN | Automotive
2444 | Service | CS006 | COMPARTOR STAND | ±0.010mm | LGS-14 L29141 | LUTHRA |  |  | M1158 | M1158 | M/C SHOP | DAIKIN | Inhouse-Instruments | 3 MONTH | 2026-03-09 | 2026-06-09 | OK |  |  |  | Pavi | DAIKIN | Automotive
2445 | Service | CS007 | COMPARTOR STAND | ±0.010mm |  | LUTHRA |  |  | M1158 | M1158 | M/C SHOP | DAIKIN | Inhouse-Instruments | 3 MONTH | 2026-03-09 | 2026-06-09 | OK |  |  |  | Pavi | DAIKIN | Automotive
2446 | Service | CS017 | COMPARTOR STAND | ±0.010mm | * | * | NA |  | WPA114 | WPA114 | ASSY LINE I | MSIL Plant | Inhouse-Instruments | 3 MONTH | 2026-05-12 | 2026-08-12 | OK |  |  |  | Gowri | MSIL | Automotive
2447 | Service | CS018 | COMPARTOR STAND | ±0.010mm | * | MITUTOYO |  | * | * | * | STD ROOM | LAB | Inhouse-Instruments | 3 MONTH | 2026-04-05 | 2026-07-05 | OK |  |  |  | Gowri | LAB | Automotive
2448 | Active | CS023 | COMPARTOR STAND | ±0.010mm | * | * | NA |  | WPA761/WPA723 | WP761/WP723 | ASSY LINE I | MSIL Plant | Inhouse-Instruments | 3 MONTH | 2026-03-13 | 2026-06-13 | OK |  |  |  | Gowri | TML | Automotive
2449 | Service | CS024 | COMPARTOR STAND | ±0.010mm | * | * | NA |  | WPA772 | WP772 | ASSY-01 | M&M Plant | Inhouse-Instruments | 3 MONTH | 2026-01-12 | 2026-04-12 | OVER DUE |  |  |  | Pavi | M&M | Automotive
2450 | Service | CS025 | COMPARTOR STAND | ±0.010mm | * | * | NA |  | CASTIRON | CASTIRON | ASSY LINE I | SQA | Inhouse-Instruments | 3 MONTH | 2026-05-12 | 2026-08-12 | OK |  |  |  | Pavi | M&M FARM | Non Automotive
2451 | Active | CS026 | COMPARTOR STAND | STEEL FLATNESS | * | * | NA | attribute | SQA | SQA | SQA | SQA | Inhouse-Instruments | 3 MONTH | 2026-04-02 | 2026-07-02 | OK |  |  |  | Pavi |  | Automotive
2452 | Service | CS027 | COMPARTOR STAND | GRINAT FLATNESS | * | * | NA | attribute | CASTIRON | CASTIRON | ASSY | PDC Shop | Inhouse-Instruments | 3 MONTH | 2026-04-02 | 2026-07-02 | OK |  |  |  | Gowri | M&M FARM | Non Automotive
2453 | Active | CS028 | COMPARTOR STAND | GRINAT FLATNESS | LGS-14-29136 | LUTHRA |  |  | SQA | SQA | SQA | SQA | Inhouse-Instruments | 3 MONTH | 2026-01-24 | 2026-04-24 | OVER DUE |  |  |  | Pavi |  | Automotive
2454 | Service | CS029 | COMPARTOR STAND | GRINAT FLATNESS | LGS-14 | LUTHRA |  |  | Daikin | Daikin | M/C SHOP | Daikin | Inhouse-Instruments | 3 MONTH | 2026-03-03 | 2026-06-03 | OK |  |  |  | Pavi | Daikin | Automotive
2455 | Active | CS030 | COMPARTOR STAND | GRINAT FLATNESS 120*120 | LGS-22 28481 | LUTHRA |  |  | SQA | SQA | SQA | MSIL Plant | Inhouse-Instruments | 3 MONTH | 2026-01-07 | 2026-04-07 | OVER DUE |  |  |  | Gowri | MSIL | Automotive
2456 | CONVERT | DCNR001 | DC NUT RUNNER | 0-20 Nm | 0.1 Nm | IR |  | Digital | OP906 | OP906 | ASSY-01 | MSIL Plant | Inhouse-Instruments | 6 MONTH | 2026-01-10 | 2026-07-10 | OK |  |  |  | Gowri | MSIL | Automotive
2457 | CONVERT | DCNR002 | DC NUT RUNNER | 0-20 Nm | 0.1 Nm | IR |  | Digital | IFC794M | IFC794M | ASSY01 | MSIL Plant | Inhouse-Instruments | 6 MONTH |  |  | NO PLAN |  |  |  | Gowri | MSIL | Automotive
2458 | CONVERT | DCNR004 | DC NUT RUNNER | 0-50 Nm | 0.1Nm | IR |  | Digital | OP491 | OP491 | ASSY-02 | MSIL Plant | Inhouse-Instruments | 6 MONTH | 2025-11-18 | 2026-05-18 | DUE SOON |  |  |  | Gowri | MSIL | Automotive
2459 | CONVERT | DCNR005 | DC NUT RUNNER | 0-50 Nm | 0.1Nm | IR |  | Digital | IFC895M1 | IFC895M1 | ASSY-01 | M&M Plant | Inhouse-Instruments | 6 MONTH | 2025-11-18 | 2026-05-18 | DUE SOON |  |  |  | Pavi | M&M | Automotive
2460 | CONVERT | DCNR007 | DC NUT RUNNER | 0-50 Nm | 0.1Nm | IR |  | Digital | WPA938 | WP938 | ASSY -01 | MSIL Plant | Inhouse-Instruments | 6 MONTH | 2025-09-27 | 2026-03-27 | OVER DUE |  |  |  | Gowri | MSIL | Automotive
2461 | CONVERT | DCNR008 | DC NUT RUNNER | 0-50 Nm | 0.1Nm | IR |  | Digital | OP996 | OP996 | ASSY-01 | M&M Plant | Inhouse-Instruments | 6 MONTH | 2025-11-11 | 2026-05-11 | OVER DUE |  |  |  | Pavi | M&M | Automotive
2462 | CONVERT | DCNR011 | DC NUT RUNNER | 0-28 Nm | A077729006-0.1Nm | IR |  | Digital | IFC895M1 | IFC895M1 | ASSY-01 | M&M Plant | Inhouse-Instruments | 6 MONTH | 2025-11-18 | 2026-05-18 | DUE SOON |  |  |  | Pavi | M&M | Automotive
2463 | CONVERT | DCNR012 | DC NUT RUNNER | 0-20 Nm | 0.1Nm | IR |  | Digital | OP772/890 | OP772/890 | ASSY-01 | M&M Plant | Inhouse-Instruments | 6 MONTH | 2025-12-18 | 2026-06-18 | OK |  |  |  | Pavi | M&M | Automotive
2464 | CONVERT | DCNR013 | DC NUT RUNNER | 0-20 Nm | 0.01Nm | IR |  | digital | OP1010 | OP1010 | ASSY-01 | MSIL Plant | Inhouse-Instruments | 6 MONTH | 2025-12-12 | 2026-06-12 | OK |  |  |  | Gowri | MSIL | Automotive
2465 | CONVERT | DCNR014 | DC NUT RUNNER | 0-50 Nm | SP14G0304-0.01Nm | IR |  | DIGITAL DISPLAY | OP898 | OP898 | ASSY LINE I | GM | Inhouse-Instruments | 6 MONTH | 2025-12-18 | 2026-06-18 | OK |  |  |  | Pavi | GM | Automotive
2466 | CONVERT | DCNR015 | DC NUT RUNNER | 0-50 Nm | QCD31-F/P21M2609-0.01Nm | INGERSOLL ROAD |  | Digital | OP1010 | OP1010 | ASSY-01 | MSIL Plant | Inhouse-Instruments | 6 MONTH | 2026-01-16 | 2026-07-16 | OK |  |  |  | Gowri | MSIL | Automotive
2467 | CONVERT | DCNR017 | DC NUT RUNNER | 0-50 Nm | 0.1Nm | IR |  | Digital | WPA772 | WPA772 | ASSY LINE I | M&M Plant | Inhouse-Instruments | 6 MONTH | 2025-09-25 | 2026-03-25 | OVER DUE |  |  |  | Pavi | M&M | Automotive
2468 | CONVERT | DCNR020 | DC NUT RUNNER | 0-50 Nm | 0.1Nm | IR |  | Digital | IFC1023 | IFC1023 | ASSY-01 | M&M Plant | Inhouse-Instruments | 6 MONTH | 2025-11-10 | 2026-05-10 | OVER DUE |  |  |  | Pavi | Kohler | Automotive
2469 | CONVERT | DCNR021 | DC NUT RUNNER | 0-50 Nm | 0.1Nm | IR |  | Digital | IFC1023 | IFC1023 | ASSY-01 | M&M Plant | Inhouse-Instruments | 6 MONTH |  |  | NO PLAN |  |  |  | Pavi | Kohler | Automotive
2470 | CONVERT | DCNR022 | DC NUT RUNNER | 0-50 Nm | 0.1Nm | IR |  | Digital | WPA1026 | WP1026 | ASSY-01 | M&M Plant | Inhouse-Instruments | 6 MONTH | 2025-11-10 | 2026-05-10 | OVER DUE |  |  |  | Pavi | M&M | Automotive
2471 | CONVERT | DCNR029 | DC NUT RUNNER | 0-50 Nm | 0.1Nm | IR |  | Digital | IFC895M1 | IFC895M1 | ASSY-01 | M&M Plant | Inhouse-Instruments | 6 MONTH | 2025-11-08 | 2026-05-08 | OVER DUE |  |  |  | Pavi | M&M | Automotive
2472 | CONVERT | DCNR030 | DC NUT RUNNER | 0-50 Nm | SP14G0304-0.1Nm | IR |  | Digital | OP996 | OP996 | ASSY-01 | M&M Plant | Inhouse-Instruments | 6 MONTH | 2025-11-18 | 2026-05-18 | DUE SOON |  |  |  | Pavi | M&M | Automotive
2473 | CONVERT | DCNR031 | DC NUT RUNNER | 0-50 Nm | 0.1Nm | IR |  | Digital | OP990 | OP990 | ASSY-01 | M&M Plant | Inhouse-Instruments | 6 MONTH | 2025-11-11 | 2026-05-11 | OVER DUE |  |  |  | Pavi | M&M | Automotive
2474 | CONVERT | DCNR032 | DC NUT RUNNER | 0-50 Nm | 0.1Nm | INGERSOLL ROAD |  | Digital | OP1001 | OP1001 | ASSY LINE I | MSIL Plant | Inhouse-Instruments | 6 MONTH | 2025-11-11 | 2026-05-11 | OVER DUE |  |  |  | Gowri | Eicher | Automotive
2475 | CONVERT | DCNR033 | DC NUT RUNNER | 0-50 Nm | 0.1Nm | IR |  | Digital | OP1001 | OP1001 | ASSY LINE I | MSIL Plant | Inhouse-Instruments | 6 MONTH | 2025-11-11 | 2026-05-11 | OVER DUE |  |  |  | Gowri | Eicher | Automotive
2476 | CONVERT | DCNR034 | DC NUT RUNNER | 0-50 Nm | IC12D3A1AWS/P13L10610 | IR |  | Digital | OP1022 | OP1022 | ASSY LINE I | MSIL Plant | Inhouse-Instruments | 6 MONTH | 2025-11-11 | 2026-05-11 | OVER DUE |  |  |  | Gowri | TATA Cummins | Automotive
2477 | CONVERT | DCNR035 | DC NUT RUNNER | 0-50 Nm | QCD31-F/P21M26360.1Nm | INGERSOLL ROAD |  | Digital | FP85 | FP85 | ASSY LINE I | Fuel Pump | Inhouse-Instruments | 6 MONTH | 2025-11-18 | 2026-05-18 | DUE SOON |  |  |  | Gowri | Fuel Pump | Automotive
2478 | Active | DCNR036 | DC NUT RUNNER | 0-50 Nm | * | IR |  | Digital | OP854 | OP854 | ASSY LINE I | MSIL Plant | Inhouse-Instruments | 6 MONTH | 2025-11-11 | 2026-05-11 | OVER DUE |  |  |  | Gowri | TML | Automotive
2479 | CONVERT | DCNR037 | DC NUT RUNNER | 0-50 Nm |  | IR |  | Digital | IFC977M2 | IFC977M2 | ASSY-01 | M&M Plant | Inhouse-Instruments | 6 MONTH | 2026-01-25 | 2026-07-25 | OK |  |  |  | Pavi | M&M | Automotive
2480 | CONVERT | DCNR038 | DC NUT RUNNER | 0-50 Nm | QCD31-F/SHM24DQ007 | IR |  | Digital | IFC977M2 | IFC977M2 | ASSY-01 | M&M Plant | Inhouse-Instruments | 6 MONTH | 2026-01-25 | 2026-07-25 | OK |  |  |  | Pavi | M&M | Automotive
2481 | Active | DG0016/10 | DEPTH GAUGE | 13.6 | * | * | NA | attribute | WPA1040 | WPA1040 | ASSY | MSIL Plant | Inhouse-Gauges | 6 MONTH | 2026-01-11 | 2026-07-11 | OK |  |  |  | Gowri | MSIL | Automotive
2482 | Active | DG0080/1 | SETTING MASTER | 0.5 | * | * | NA | attribute | WPA887 | WPA887 | M&M | M&M Plant | Inhouse-Gauges | 6 MONTH | 2025-10-15 | 2026-04-15 | OVER DUE |  |  |  | Pavi | M&M | Automotive
2483 | Active | DG0132/02 | DEPTH GAUGE | 1.260/1.620 | * | * | NA | attribute | OP898 | OP898 | ASSY | GM | Inhouse-Gauges | 6 MONTH | 2026-01-29 | 2026-07-29 | OK |  |  |  | Pavi | GM | Automotive
2484 | Active | DG0267/02 | DEPTH GAUGE | 12.800/13.200 | * | * | NA | attribute | WPA814 | WPA814 | RECEIVING INS | SQA | Inhouse-Gauges | 6 MONTH | 2025-11-08 | 2026-05-08 | OVER DUE |  |  |  | Pavi |  | Automotive
2485 | Active | DG0580/04 | DEPTH GAUGE | 5.000/5.500 | * | * | NA | attribute | WPA1040 | WPA1040 | ASSY | MSIL Plant | Inhouse-Gauges | 6 MONTH | 2026-01-11 | 2026-07-11 | OK |  | 2026-01-11 |  | Gowri | MSIL | Automotive
2486 | Active | DG085/01 | DEPTH GAUGE | 13.000/13.400 | * | * | NA | attribute | WPA120 | WPA120 | GM BULD WP ASSY | MSIL Plant | Inhouse-Gauges | 6 MONTH | 2025-12-01 | 2026-06-01 | OK |  |  |  | Gowri | MSIL | Automotive
2487 | Active | DG1036/01 | DEPTH GAUGE | 54.885/55.150 | * | * | NA | attribute | OP806 | OP806 | M/C SHOP | MSIL Plant | Inhouse-Gauges | 6 MONTH | 2026-01-20 | 2026-07-20 | OK |  | 2026-01-20 |  | Gowri | MSIL | Automotive
2488 | Active | DG1043/01 | DEPTH GAUGE | 16 | * | * | NA | attribute | WPA1035 | WPA1035 | M/C SHOP | MSIL Plant | Inhouse-Gauges | 6 MONTH | 2025-12-06 | 2026-06-06 | OK |  |  |  | Gowri | VECV-2026 | Automotive
2489 | Active | DG1044/01 | DEPTH GAUGE | 3.50/4.50 | * | * | NA | attribute | WPA1035 | WPA1035 |  | MSIL Plant | Inhouse-Gauges | 6 MONTH | 2025-12-06 | 2026-06-06 | OK |  |  |  | Gowri | VECV | Automotive
2490 | REJECTED | DG255/08 | DEPTH GAUGE | 53.000/53.300 | * | * | NA | attribute | M&M | M&M | M/C | M&M Plant | Inhouse-Gauges | 6 MONTH | 2026-02-12 | 2026-08-12 | OK |  |  |  | Pavi | M&M | Automotive
2491 | Active | DG320/01 | DEPTH GAUGE | 9.900/10.100 | * | * | NA | attribute | WPA1042 | WP1042 | ASSY | MSIL Plant | Inhouse-Gauges | 6 MONTH | 2025-11-20 | 2026-05-20 | DUE SOON |  | 2025-11-20 |  | Gowri | Kohler | Automotive
2492 | Active | DG321/01 | DEPTH GAUGE | 9.900/10.100 | * | * | NA | attribute | WPA1042 | WP1042 | ASSY | MSIL Plant | Inhouse-Gauges | 6 MONTH | 2025-11-20 | 2026-05-20 | DUE SOON |  | 2025-11-20 |  | Gowri | Kohler | Automotive
2493 | Active | DG322/01 | DEPTH GAUGE | 52.35/52.65 | * | * | NA | attribute | SQA | SQA | SQA | MSIL Plant | Inhouse-Gauges | 6 MONTH | 2025-11-20 | 2026-05-20 | DUE SOON |  | 2025-11-20 |  | Gowri | MSIL | Automotive
2494 | Active | DG389/02 | DEPTH GAUGE | 25.08 | * | * | NA | attribute | OP854 | OP854 | TML OP M/C SHOP | MSIL Plant | Inhouse-Gauges | 3 MONTH | 2026-01-12 | 2026-04-12 | OVER DUE |  |  |  | Gowri | MSIL | Automotive
2495 | Active | DG419/01 | DEPTH GAUGE | 10.400/10.800 | * | * | NA | attribute | IFC895M1BS6 | IFC895M1BS6 | ASSY | M&M Plant | Inhouse-Gauges | 6 MONTH | 2025-11-26 | 2026-05-26 | OK |  |  |  | Pavi | M&M | Automotive
2496 | Active | DG468/02 | DEPTH GAUGE | 40.8 | * | * | NA | attribute | WPA1040 | WPA1040 | ASSY | MSIL Plant | Inhouse-Gauges | 6 MONTH | 2026-01-11 | 2026-07-11 | OK |  |  |  | Gowri | MSIL | Automotive
2497 | Active | DG526/01 | DEPTH GAUGE | 3.000/3.100 | * | * | NA | attribute | OP1021 | OP1021 | MSIL | MSIL Plant | Inhouse-Gauges | 6 MONTH | 2026-04-01 | 2026-10-01 | OK |  |  |  | Gowri | MSIL | Automotive
2498 | Active | DG526/02 | DEPTH GAUGE | 3 |  | OP1021 | * |  | WPA1040 | WPA1040 | ASSY | MSIL Plant | Inhouse-Gauges | 6 MONTH | 2026-01-11 | 2026-07-11 | OK |  |  |  | Gowri | MSIL | Automotive
2499 | Active | DG580/05 | DEPTH GAUGE | 5.000/5.500 | * | * | NA | attribute | OP1007 | OP1007 | M/C SHOP | MSIL Plant | Inhouse-Gauges | 6 MONTH | 2026-03-11 | 2026-09-11 | OK |  |  |  | Gowri | VST | Automotive
2500 | Active | DG719/03 | DEPTH GAUGE | 15.100/15.300 | * | * | NA | attribute | OP1001 | OP1001 | OTHERS OP ASSY-01 | MSIL Plant | Inhouse-Gauges | 6 MONTH | 2026-02-09 | 2026-08-09 | OK |  |  |  | Gowri | MSIL | Automotive
2501 | Active | DG719/04 | DEPTH GAUGE | 15.100/15.300 | * | * | NA | attribute | OP1001 | OP1001 | OTHERS OP ASSY-01 | MSIL Plant | Inhouse-Gauges | 6 MONTH | 2026-02-23 | 2026-08-23 | OK |  | 2025-08-23 |  | Gowri | MSIL | Automotive
2502 | Active | DG912/06 | DEPTH GAUGE | 41.400/41.600 | * | * | NA | attribute | WPA1042 | WPA1042 | ASSY | MSIL Plant | Inhouse-Gauges | 6 MONTH | 2026-04-04 | 2026-10-04 | OK |  | 2026-04-04 |  | Gowri | Kohler | Automotive
2503 | Active | DG913/03 | DEPTH GAUGE | 27.000/27.200 | * | * | NA | attribute | WPA1042 | WPA1042 | ASSY | MSIL Plant | Inhouse-Gauges | 6 MONTH | 2026-04-04 | 2026-10-04 | OK |  | 2026-04-04 |  | Gowri | Kohler | Automotive
2504 | Active | DG914/01 | DEPTH GAUGE | 6.900/7.000 | * | * | NA | attribute | WPA1042 | WP1042 | ASSY | MSIL Plant | Inhouse-Gauges | 6 MONTH | 2025-11-20 | 2026-05-20 | DUE SOON |  | 2025-11-20 |  | Gowri | Kohler | Automotive
2505 | Active | DG915/04 | DEPTH GAUGE | 7.500/8.500 | * | * | NA | attribute | WPA1048 | WPA1048 | ASSY | MSIL Plant | Inhouse-Gauges | 6 MONTH | 2026-04-04 | 2026-10-04 | OK |  | 2026-04-04 |  | Gowri | Force Motor | Automotive
2506 | Active | DG917/01 | DEPTH GAUGE | 13.3±0.2 | * | * | NA | attribute | WPA1035 | WPA1035 | assy | MSIL Plant | Inhouse-Gauges | 6 MONTH | 2026-01-02 | 2026-07-02 | OK |  |  |  | Gowri | VECV | Automotive
2507 | Active | DG918/02 | DEPTH GAUGE | 3.7±0.1 | * | * | NA | attribute | WPA1035 | WPA1035 | ASSY | MSIL Plant | Inhouse-Gauges | 6 MONTH | 2026-01-02 | 2026-07-02 | OK |  |  |  | Gowri | VECV-2026 | Automotive
2508 | Active | DG919/01 | DEPTH GAUGE | 33.8 | * | * | NA | attribute | [5 empty] | 6 MONTH | 2026-01-02 | 2026-07-02 | OK |  |  |  | Gowri
2509 | Active | DG920/01 | DEPTH GAUGE | 11.800/12.200 | * | * | NA | attribute | WPA1040 | WPA1040 | ASSY | MSIL Plant | Inhouse-Gauges | 6 MONTH | 2026-01-11 | 2026-07-11 | OK |  |  |  | Gowri | MSIL | Automotive
2510 | ACTIVE | DG925/01 | DEPTH GAUGE | 18.5 | * | SLSE | * | attribute | OP1035 | OP1035 | ASSY | MSIL Plant | Inhouse-Gauges | 6 MONTH | 2026-03-19 | 2026-09-19 | OK |  | 2026-03-19 |  | Gowri | VECV-2026 | Automotive
2511 |  | DG927/01 | DEPTH GAUGE | 32.40/32.60 | * | * | NA | attribute | [8 empty] | NO PLAN |  |  |  | Gowri
2512 |  | DG928/01 | DEPTH GAUGE | 4.90/5.10 | * | * | NA | attribute | [8 empty] | NO PLAN |  |  |  | Gowri
2513 | Active | DG933/01 | DEPTH GAUGE | 48.05/48.55 | * | * | NA | attribute | OP854 | OP854 | TML OP ASSY-01 | MSIL Plant | Inhouse-Gauges | 6 MONTH | 2026-02-21 | 2026-08-21 | OK |  | 2026-02-21 |  | Gowri | TML | Automotive
2514 | Service | DI001/01 | LEVER DIAL INDICATOR | 0.01-0.5 | XNR575 | MITUTOYO |  | ANALOG | COMMON | COMMON | STD ROOM | LAB | Inhouse-Instruments | 6 MONTH | 2025-11-26 | 2026-05-26 | OK |  |  | Manivannan.C | Gowri | LAB | Automotive
2515 | Service | DI001/02 | LEVER DIAL INDICATOR | 0.01-0.5 | CGJK15 | MITUTOYO |  | ANALOG | OP990M | OP990M | ASSY-01 | M&M Plant | Inhouse-Instruments | 6 MONTH | 2025-11-26 | 2026-05-26 | OK |  |  | Manivannan.C | Pavi | M&M | Automotive
2516 | Service | DI001/03 | LEVER DIAL INDICATOR | 0.01-0.8 | CZLC16 | SIX MONTH |  | ANALOG | MSIL | MSIL | M/C SHOP | MSIL Plant | Inhouse-Instruments | 6 MONTH | 2026-02-21 | 2026-08-21 | OK |  |  | Manivannan.C | Gowri | MSIL | Automotive
2517 | Service | DI001/04 | LEVER DIAL INDICATOR | 0.01-0.8 | CZLC12 | SIX MONTH |  | ANALOG | M&M | M&M | M/C SHOP | M&M Plant | Inhouse-Instruments | 6 MONTH | 2026-02-21 | 2026-08-21 | OK |  |  | Manivannan.C | Pavi | M&M | Automotive
2518 | Service | DI001/05 | LEVER DIAL INDICATOR | 0.01-0.8 | CZLC17-0.01 | MITUTOYO |  | LEVER /ANALOG | Daikin | Daikin | DAIKIN | Daikin | Inhouse-Instruments | 6 MONTH | 2025-09-24 | 2026-03-24 | OVER DUE |  |  | Manivannan.C | Pavi | Daikin | Automotive
2519 | Service | DI451 | DIAL INDICATOR | 0.010 ~10.000 mm | 0.01MM | MITUTOYO |  | ANALOG | OP973M | OP973M | M/C SHOP | MSIL Plant | Inhouse-Instruments | 6 MONTH |  |  | NO PLAN |  |  |  | Gowri | MSIL | Automotive
2520 | Service | DI457 | DIAL INDICATOR | 0.010 ~10.000 mm | 0.01MM/ANALOG | MITUTOYO |  | ANALOG | OP772 | OP772 | M/C SHOP | M&M Plant | Inhouse-Instruments | 6 MONTH |  |  | NO PLAN |  |  |  | Pavi | M&M | Automotive
2521 | Service | DI484 | DIAL INDICATOR | 0.010 ~10.000 mm | 0.01MM | MITUTOYO |  | ANALOG | WPA977 | WP977 | ASSY | MSIL Plant | Inhouse-Instruments | 6 MONTH |  |  | NO PLAN |  |  |  | Gowri | MSIL | Automotive
2522 | Service | DI581 | DIAL INDICATOR | 0.010 ~10.000 mm | 0.01MM | MITUTOYO |  |  | OP906 | OP906 | ASSY01 | SQA | Inhouse-Instruments | 6 MONTH |  |  | NO PLAN |  |  |  | Pavi |  | Automotive
2523 | Service | DI591/03 | DIAL INDICATOR | 0.010~0.800 mm | 0.01MM | MITUTOYO |  | ANALOG | OP990 | OP990 | ASSY | M&M Plant | Inhouse-Instruments | 2 MONTH | 2025-12-26 | 2026-02-26 | OVER DUE |  |  |  | Pavi | M&M | Automotive
2524 | Service | DI602 | DIAL INDICATOR | 0.010 ~10.000 mm | WKW393-0.01MM | MITUTOYO |  | ANALOG | WPA895 | WPA895 | ASSY | M&M Plant | Inhouse-Instruments | 3 MONTH |  |  | NO PLAN |  |  |  | Pavi | M&M | Automotive
2525 | Active | DI615 | DIAL INDICATOR | 0.01mm | 0.01MM | MITUTOYO |  |  | OP906 | OP906 | ASSY LINE I | MSIL Plant | Inhouse-Instruments | 6 MONTH | 2026-01-17 | 2026-07-17 | OK |  |  |  | Gowri | MSIL | Automotive
2526 | Service | DI617 | DIAL INDICATOR | 0.010 ~10.000 mm | 0.01MM | MITUTOYO |  | ANALOG | FP89M | FP89M | M/C SHOP | Fuel Pump | Inhouse-Instruments | 6 MONTH |  |  | NO PLAN |  |  |  | Gowri | Fuel Pump | Automotive
2527 | Service | DI626 | DIAL INDICATOR | 0.010~1.000 mm | XHE910-0.01MM | MITUTOYO |  | 2929S/ANALOG | WPA853S | WPA853S | ASSY LINE I | Ford | Inhouse-Instruments | 6 MONTH |  |  | NO PLAN |  |  |  | Pavi | Ford | Automotive
2528 | Service | DI638 | DIAL INDICATOR | 0.010 mm | 0.01MM/ANALOG | MITUTOYO |  |  | OP772 | OP772 | ASSY LINE I | M&M Plant | Inhouse-Instruments | 6 MONTH |  |  | NO PLAN |  |  |  | Pavi | M&M | Automotive
2529 | Service | DI655 | DIAL INDICATOR | 0.010 mm | 0.01MM | MITYTOYO |  |  | WPA827 | WP827 | ASSY | MSIL Plant | Inhouse-Instruments | 6 MONTH |  |  | NO PLAN |  |  |  | Gowri | MSIL | Automotive
2530 | Service | DI658 | DIAL INDICATOR | 0.001mm |  | MITYTOYO |  |  | M&M | M&M | ASSY | M&M Plant | Inhouse-Instruments | 3 MONTH |  |  | NO PLAN |  |  |  | Pavi | M&M | Automotive
2531 | Service | DI695 | DIAL INDICATOR | 0.010 ~10.000 mm | AZSZ67-0.01MM | MITUTOYO |  |  | WPA1009 | WPA1009 | ASSY | M&M Plant | Inhouse-Instruments | 6 MONTH |  |  | NO PLAN |  |  |  | Pavi | M&M | Automotive
2532 | Service | DI721 | DIAL INDICATOR | 0.010 ~10.000 mm | 0.01MM | MITUTOYO |  | ANALOG | WPA977 | WP977 | M&M ASSY | M&M Plant | Inhouse-Instruments | 6 MONTH |  |  | NO PLAN |  |  |  | Pavi | M&M | Automotive
2533 | Service | DI728 | DIAL INDICATOR | 0.010 ~10.000 mm | * | * | NA | attribute | OP990 | OP990 | ASSY LINE I | M&M Plant | Inhouse-Instruments | 6 MONTH |  |  | NO PLAN |  |  |  | Pavi | M&M | Automotive
2534 | Service | DI734 | DIAL INDICATOR | 0.010 ~10.000 mm | 0.01MM | Mitutoyo |  | DIAL | OP906 | OP906 | ASSY | GM | Inhouse-Instruments | 6 MONTH |  |  | NO PLAN |  |  |  | Pavi | TATA Cummins | Non Automotive
2535 | Service | DI779 | LEVER DIAL INDICATOR | 0.01~0.80 mm | 513-404-10 | MITUTOYO |  | ANALOG | SQA | SQA | SQA | MSIL Plant | Inhouse-Instruments | 6 MONTH |  |  | NO PLAN |  |  | Manivannan.C | Gowri | MSIL | Automotive
2536 | Service | DI786 | DIAL INDICATOR | 0.010 ~10.000 mm | BTJN75-0.01MM | MITUTOYO |  | ANALOG | OP1010 | OP1010 | M/C SHOP | MSIL Plant | Inhouse-Instruments | 6 MONTH |  |  | NO PLAN |  |  |  | Pavi | MSIL | Automotive
2537 | Active | DI835 | LEVER DIAL INDICATOR | 0.01 | * | * | NA | attribute | GM | GM | GM | GM | Inhouse-Gauges | 6 MONTH | 2026-03-09 | 2026-09-09 | OK |  |  |  | Pavi | GM | Automotive
2538 | Service | DM005 | DEPTH MICROMETER | 0-25mm | 0.01MM | MITUTOYO |  | ANALOG | MSIL | MSIL | M/C SHOP | MSIL Plant | Inhouse-Instruments | 6 MONTH | 2026-01-18 | 2026-07-18 | OK |  |  | Manivannan.C | Gowri | MSIL | Automotive
2539 | Service | DM006 | DEPTH MICROMETER | 0-25mm | 0.01MM | MITUTOYO |  | ANALOG | COMMON | COMMON | STD ROOM | LAB | Inhouse-Instruments | 6 MONTH | 2026-01-18 | 2026-07-18 | OK |  |  | Manivannan.C | Gowri | LAB | Automotive
2540 | Active | EG001 | ELECTRONIC GAUGE | ± 1.000 mm/ I PROBE | 3536-0.001MM | BAKER |  | SINGLE CHANNEL UNIT | WPA827 | WPA827 | ASSY-01 | MSIL Plant | Inhouse-Instruments | 6 MONTH | 2026-01-29 | 2026-07-29 | OK |  |  | Manivannan.C | Gowri | MSIL | Automotive
2541 | Service | EG002 | ELECTRONIC GAUGE | ± 1.000 mm/ I PROBE | T3512 | BAKER |  | SINGLE CHANNEL UNIT | OP986 | OP986 | ASSY 01 | MSIL Plant | Inhouse-Instruments | 6 MONTH | 2026-01-29 | 2026-07-29 | OK |  |  | Manivannan.C | Gowri | MSIL | Automotive
2542 | Service | EG004 | ELECTRONIC GAUGE | ± 1.000 mm/ I PROBE | 2600 | BAKER |  | SP039 | OP986 | OP986 | M/C SHOP | MSIL Plant | Inhouse-Instruments | 6 MONTH | 2026-01-29 | 2026-07-29 | OK |  |  | Manivannan.C | Gowri | MSIL | Automotive
2543 | Service | EG005 | ELECTRONIC GAUGE | ± 1.000 mm/ I PROBE | 3538 | BAKER |  | SINGLE CHANNEL UNIT | OP877 | OP877 | ASSY LINE I | MSIL Plant | Inhouse-Instruments | 6 MONTH | 2026-01-29 | 2026-07-29 | OK |  |  | Manivannan.C | Gowri | MSIL | Automotive
2544 | Service | EG006 | ELECTRONIC GAUGE | ± 1.000 mm/ I PROBE | 0.005MM | BAKER |  | ANALOG | OP877 | OP877 | M/C SHOP | MSIL Plant | Inhouse-Instruments | 6 MONTH | 2026-01-29 | 2026-07-29 | OK |  |  | Manivannan.C | Gowri | MSIL | Automotive
2545 | Service | EG007 | ELECTRONIC GAUGE | ± 1.000 mm/6PROBE | 1354 | ESYA |  | SINGLE CHANNEL UNIT | WPA586M | WPA586M | ASSY LINE I | MSIL Plant | Inhouse-Instruments | 6 MONTH | 2026-01-29 | 2026-07-29 | OK |  |  | Manivannan.C | Gowri | MSIL | Automotive
2546 | Service | EG008 | ELECTRONIC GAUGE | ± 1.000 mm/ I PROBE |  | DEWTREAT | 0.001 | DIGITAL | WPA827 | WPA827 | FINAL INSPECTION | MSIL Plant | Inhouse-Instruments | 6 MONTH | 2026-01-29 | 2026-07-29 | OK |  |  | Manivannan.C | Gowri | MSIL | Automotive
2547 | Service | EG010 | ELECTRONIC GAUGE | ± 1.000 mm/ I PROBE |  | BAKER |  | SINGLE CHANNEL UNIT | WPA761 | WPA761 | ASSY LINE I | MSIL Plant | Inhouse-Instruments | 6 MONTH | 2026-01-29 | 2026-07-29 | OK |  |  | Manivannan.C | Gowri | MSIL | Automotive
2548 | Service | EG017 | ELECTRONIC GAUGE | ± 1.00MM/1 PROBE | UM02E/162-0.001MM | DEWTREAT |  | TWO CHANNEL UNIT | WPA981 | WPA981 | ASSY LINE I | Ford | Inhouse-Instruments | 6 MONTH | 2025-12-11 | 2026-06-11 | OK |  |  | Manivannan.C | Pavi | Ford | Automotive
2549 | Service | EG019 | ELECTRONIC GAUGE | ± 1.00MM/2 PROBE | 4239 | DEWTREAT |  | TWO CHANNEL UNIT | OP996 | OP996 | ASSY-01 | M&M Plant | Inhouse-Instruments | 6 MONTH | 2025-11-14 | 2026-05-14 | OVER DUE |  |  | Manivannan.C | Pavi | M&M | Automotive
2550 | Service | EG020 | ELECTRONIC GAUGE | ± 1.00MM/2 PROBE | 1819409-0.001 | MILESTONE |  | TWO CHANNEL DIGITAL TYPE | OP887 | OP887 | ASSY | M&M Plant | Inhouse-Instruments | 6 MONTH | 2025-11-14 | 2026-05-14 | OVER DUE |  |  | Manivannan.C | Pavi | M&M | Automotive
2551 | Service | EG021 | ELECTRONIC GAUGE | ± 1.00MM/2 PROBE | 1819404-0.001 | MILESTONE |  | TWO CHANNEL UNIT | WPA772 | WPA772 | ASSY-01 | M&M Plant | Inhouse-Instruments | 6 MONTH | 2025-11-24 | 2026-05-24 | OK |  |  | Manivannan.C | Pavi | M&M | Automotive
2552 | Service | EG022 | ELECTRONIC GAUGE | ± 1.00MM/2 PROBE |  | DEWTREAT | 0.001 | TWO CHANNEL UNIT | OP898 | OP898 | ASSY LINE I | GM | Inhouse-Instruments | 6 MONTH | 2025-11-25 | 2026-05-25 | OK |  |  | Manivannan.C | Pavi | GM | Automotive
2553 | Service | EG027 | ELECTRONIC GAUGE | ±0.001/2Prob | 4727 | MILESTONE |  | TWO CHANNEL UNIT | OP906 | OP906 | ASSY | MSIL Plant | Inhouse-Instruments | 6 MONTH | 2025-11-21 | 2026-05-21 | DUE SOON |  |  | Manivannan.C | Gowri | MSIL | Automotive
2554 | Service | EG029 | ELECTRONIC GAUGE | ± 1.00MM/ 1PROBE |  | BAKER | 0.001 |  | WPA827 | WPA827 | ASSY LINE I | M&M Plant | Inhouse-Instruments | 6 MONTH | 2025-12-15 | 2026-06-15 | OK |  |  | Manivannan.C | Pavi | M&M | Automotive
2555 | Service | EG032 | ELECTRONIC GAUGE | 2 Probe ±1.00MM | 2361-0.001MM | DEWTREAT |  | TWO CHANNEL DIGITAL TYPE | OP898 | OP898 | ASSY LINE I | GM | Inhouse-Instruments | 6 MONTH | 2025-12-11 | 2026-06-11 | OK |  |  | Manivannan.C | Pavi | GM | Automotive
2556 | Service | EG034 | ELECTRONIC GAUGE | ± 1.00MM/1 PROBE | VIPPGL1136 | DEWTREAT |  | THREE CHANNEL UNIT | OP906 | OP906 | ASSY-01 | MSIL Plant | Inhouse-Instruments | 6 MONTH | 2025-11-08 | 2026-05-08 | OVER DUE |  |  | Manivannan.C | Gowri | MSIL | Automotive
2557 | Service | EG036 | ELECTRONIC GAUGE | ± 1.00MM/2 PROBE | * | DEWTREAT |  | TWO CHANNEL UNIT | IFC977M2 | IFC 977 | ASSY-01 | M&M Plant | Inhouse-Instruments | 6 MONTH | 2025-11-21 | 2026-05-21 | DUE SOON |  |  | Manivannan.C | Pavi | M&M | Automotive
2558 | Service | EG037 | ELECTRONIC GAUGE | ± 1.00MM/2 PROBE | 1819406-0.001 | MILESTONE |  | TWO CHANNEL UNIT | OP990 | OP990 | ASSY-01 | M&M Plant | Inhouse-Instruments | 6 MONTH | 2025-11-21 | 2026-05-21 | DUE SOON |  |  | Manivannan.C | Pavi | M&M | Automotive
2559 | Service | EG038 | ELECTRONIC GAUGE | ± 1.00MM/2 PROBE | AGIPL6223-0.001 | DEWTREAT |  | TWO CHANNEL UNIT | OP772 | OP772 | ASSY-01 | M&M Plant | Inhouse-Instruments | 6 MONTH | 2025-10-20 | 2026-04-20 | OVER DUE |  |  | Manivannan.C | Pavi | M&M | Automotive
2560 | Service | EG039 | ELECTRONIC GAUGE | ± 1.00MM/1 PROBE | 1819419-0.001 | MILESTONE |  | TWO CHANNEL UNIT | OP990M | OP990M | ASSY-01 | M&M Plant | Inhouse-Instruments | 6 MONTH | 2025-11-02 | 2026-05-02 | OVER DUE |  |  | Manivannan.C | Pavi | M&M | Automotive
2561 | Service | EG040 | ELECTRONIC GAUGE | ± 1.00MM/1 PROBE | * | MILESTONE |  | TWO CHANNEL UNIT | OP887 | OP887 | ASSY-01 | M&M Plant | Inhouse-Instruments | 6 MONTH | 2025-11-27 | 2026-05-27 | OK |  |  | Manivannan.C | Pavi | M&M | Automotive
2562 | Service | EG041 | ELECTRONIC GAUGE | ± 1.00MM/2 PROBE | 1819410-0.001 | MILESTONE |  | TWO CHANNEL UNIT | WPA827 | WP827 | ASSY-01 | M&M Plant | Inhouse-Instruments | 6 MONTH | 2025-11-21 | 2026-05-21 | DUE SOON |  |  | Manivannan.C | Pavi | M&M | Automotive
2563 | Service | EG042 | ELECTRONIC GAUGE | ± 1.00MM/ 2PROBE | 1819405-0.001 | MILESTONE |  | TWO CHANNEL UNIT | IFC895M1 | IFC895M1 | ASSY-01 | M&M Plant | Inhouse-Instruments | 6 MONTH | 2025-12-15 | 2026-06-15 | OK |  |  | Manivannan.C | Pavi | M&M | Automotive
2564 | Active | EG043 | ELECTRONIC GAUGE | ± 1.00MM/ 1PROBE | 6049-0.001 | DEWTREAT |  | SINGLE CHANNEL UNIT | OP1010 | OP1010 | ASSY-01 | MSIL Plant | Inhouse-Instruments | 6 MONTH | 2025-12-15 | 2026-06-15 | OK |  |  | Manivannan.C | Gowri | MSIL | Automotive
2565 | Service | EG044 | ELECTRONIC GAUGE | ± 1.00MM/ 1PROBE |  | BAKER | 0.001 | SINGLE CHANNEL UNIT | OP761 | OP761 | ASSY | MSIL Plant | Inhouse-Instruments | 6 MONTH | 2025-10-26 | 2026-04-26 | OVER DUE |  |  | Manivannan.C | Gowri | TML | Automotive
2566 | Service | EG045 | ELECTRONIC GAUGE | ±0.001/6 Prob | 2122660 | MILESTONE |  | SIX CHANNEL UNIT | OP1022 | OP1022 | ASSY-01 | MSIL Plant | Inhouse-Instruments | 6 MONTH | 2026-04-06 | 2026-10-06 | OK |  |  | Manivannan.C | Gowri | TATA Cummins | Automotive
2567 | Service | EG046 | ELECTRONIC GAUGE | ±0.001/2Prob | 1920713 | MILESTONE |  | TWO CHANNEL UNIT | WPA827 | WPA827 | ASSY-01 | MSIL Plant | Inhouse-Instruments | 6 MONTH | 2025-12-07 | 2026-06-07 | OK |  |  | Manivannan.C | Gowri | MSIL | Automotive
2568 | Service | EG047 | ELECTRONIC GAUGE | ±0.001/6 Prob | 2122008 | MILESTONE |  | SIX CHANNEL UNIT | OP1022 | OP1022 | ASSY-01 | MSIL Plant | Inhouse-Instruments | 6 MONTH | 2025-12-07 | 2026-06-07 | OK |  |  | Manivannan.C | Gowri | TATA Cummins | Automotive
2569 | Service | EG048 | ELECTRONIC GAUGE | ±0.001/2Prob | 1920708 | MILESTONE |  | TWO CHANNEL UNIT | OP1010 | OP1010 | ASSY-01 | MSIL Plant | Inhouse-Instruments | 6 MONTH | 2025-12-07 | 2026-06-07 | OK |  |  | Manivannan.C | Gowri | MSIL | Automotive
2570 | Service | EG049 | ELECTRONIC GAUGE | ±0.001/2Prob | 1819420 | MILESTONE |  |  | WPA827 | WPA827 | ASSY-01 | MSIL Plant | Inhouse-Instruments | 6 MONTH | 2026-01-21 | 2026-07-21 | OK |  |  | Manivannan.C | Gowri | MSIL | Automotive
2571 | Service | EG050 | ELECTRONIC GAUGE | ±0.001/2Prob | 1920712 | MILESTONE |  | TWO CHANNEL UNIT | WPA827 | WPA827 | ASSY-02 | MSIL Plant | Inhouse-Instruments | 6 MONTH | 2026-01-21 | 2026-07-21 | OK |  |  | Manivannan.C | Gowri | MSIL | Automotive
2572 | Service | EG051 | ELECTRONIC GAUGE | ±0.001/1Prob | 6691 | DEWTREAT |  | SINGLE CHANNEL UNIT | WPA1022 | WPA1022 | ASSY | MSIL Plant | Inhouse-Instruments | 6 MONTH | 2025-12-17 | 2026-06-17 | OK |  |  | Manivannan.C | Gowri | TATA Cummins | Automotive
2573 | Service | EG052 | ELECTRONIC GAUGE | ±0.001/1Prob | 6693 | DEWTREAT |  | SINGLE CHANNEL UNIT | WPA1022 | WPA1022 | ASSY | MSIL Plant | Inhouse-Instruments | 6 MONTH | 2025-12-17 | 2026-06-17 | OK |  |  | Manivannan.C | Gowri | TATA Cummins | Automotive
2574 | Service | EG053 | ELECTRONIC GAUGE | ±0.001/1Prob | 6692 | DEWTREAT |  | SINGLE CHANNEL UNIT | WPA1022 | WPA1022 | ASSY | MSIL Plant | Inhouse-Instruments | 6 MONTH | 2025-12-17 | 2026-06-17 | OK |  |  | Manivannan.C | Gowri | TATA Cummins | Automotive
2575 | Service | EG054 | ELECTRONIC GAUGE | ±0.001/1Prob | 2122210 | MILESTONE |  | SINGLE CHANNEL UNIT | WPA827 | WPA827 | ASSY | MSIL Plant | Inhouse-Instruments | 6 MONTH | 2025-11-21 | 2026-05-21 | DUE SOON |  |  | Manivannan.C | Gowri | MSIL | Automotive
2576 | Service | EG055 | ELECTRONIC GAUGE | ±0.001/1Prob | 2122217 | MILESTONE |  | SINGLE CHANNEL UNIT | WPA827 | WPA827 | ASSY | MSIL Plant | Inhouse-Instruments | 6 MONTH | 2025-11-21 | 2026-05-21 | DUE SOON |  |  | Manivannan.C | Gowri | MSIL | Automotive
2577 | Service | EG056 | ELECTRONIC GAUGE | ±0.001/1Prob | 4727 | DEWTREAT |  | SINGLE CHANNEL UNIT | * | * | SQA | SQA | Inhouse-Instruments | 6 MONTH | 2025-10-19 | 2026-04-19 | OVER DUE |  |  | Manivannan.C | Pavi |  | Automotive
2578 | Active | EG058 | ELECTRONIC GAUGE | ± 1.00MM/ 1PROBE | 0.001MM | DEWTREAT |  | SINGLE CHANNEL UNIT | OP1010 | OP1010 | ASSY LINE 2 | MSIL Plant | Inhouse-Instruments | 6 MONTH | 2025-12-15 | 2026-06-15 | OK |  |  | Manivannan.C | Gowri | MSIL | Automotive
2579 | Service | EG059 | ELECTRONIC GAUGE | ±0.001/2Prob | 1819407 | MILESTONE |  | TWO CHANNEL UNIT | OP906 | OP906 | ASSY | MSIL Plant | Inhouse-Instruments | 6 MONTH | 2025-11-21 | 2026-05-21 | DUE SOON |  |  | Manivannan.C | Gowri | MSIL | Automotive
2580 | Service | EG083 | ELECTRONIC GAUGE | ± 1.00MM/2 PROBE | 1819408 | MILESTONE |  | SINGLE CHANNEL UNIT | OP772/890 | OP772/890 | ASSY-01 | M&M Plant | Inhouse-Instruments | 6 MONTH | 2026-02-27 | 2026-08-27 | OK |  |  | Manivannan.C | Pavi | M&M | Automotive
2581 | Service | FM001 | FLOW METER | 110 LPM | 101472-0.1ML | TOSHNIWAL |  |  | OP898 | OP898 | ASSY LINE I | GM | Inhouse-Instruments | 6 MONTH | 2026-01-13 | 2026-07-13 | OK |  |  | Manivannan.C | Pavi | GM | Automotive
2582 | Service | FM002 | FLOW METER | 110 LPM |  | TOSHNIWAL |  |  | OP1022 | OP1022 | ` | GM | Inhouse-Instruments | 6 MONTH | 2026-01-13 | 2026-07-13 | OK |  |  | Manivannan.C | Pavi | GM | Automotive
2583 | Service | FM004 | FLOW METER | 110 LPM | * | TOSHNIWAL |  |  | OP761 | OP761 | ASSY01 | MSIL Plant | Inhouse-Instruments | 6 MONTH | 2025-11-15 | 2026-05-15 | DUE SOON |  |  | Manivannan.C | Gowri | TML | Automotive
2584 | Service | FM006 | FLOW METER | 110 LPM | * | TOSHNIWAL |  |  | OP856 | OP856 | ASSY-01 | MSIL Plant | Inhouse-Instruments | 6 MONTH | 2026-01-13 | 2026-07-13 | OK |  |  | Manivannan.C | Gowri | MSIL | Automotive
2585 | Service | FM007 | FLOW METER | 110 LPM | * | TOSHNIWAL |  |  | OP1016 | OP1016 | ASSY LINE I | MSIL Plant | Inhouse-Instruments | 6 MONTH | 2025-11-14 | 2026-05-14 | OVER DUE |  |  | Manivannan.C | Gowri | TML | Automotive
2586 | Service | FM008 | FLOW METER | 110 LPM | * | TOSHNIWAL |  | * | OP854 | OP854 | ASSY01 | MSIL Plant | Inhouse-Instruments | 6 MONTH | 2026-01-13 | 2026-07-13 | OK |  |  | Manivannan.C | Gowri | TML | Automotive
2587 | Service | FM011 | FLOW METER | 110 LPM |  | TOSHNIWAL |  |  | IFC794M | IFC794M | ASSY-01 | MSIL Plant | Inhouse-Instruments | 6 MONTH |  |  | NO PLAN |  |  | Manivannan.C | Gowri | TML | Automotive
2588 | Service | FM012 | FLOW METER | 110 LPM | * | TOSHNIWAL |  | * | OP906 | OP906 | ASSY-01 | MSIL Plant | Inhouse-Instruments | 6 MONTH | 2025-11-14 | 2026-05-14 | OVER DUE |  |  | Manivannan.C | Gowri | MSIL | Automotive
2589 | Service | FM013 | FLOW METER | 110 LPM | * | TOSHNIWAL |  |  | OP772 | OP772 | ASSY-01 | M&M Plant | Inhouse-Instruments | 6 MONTH | 2025-11-14 | 2026-05-14 | OVER DUE |  |  | Manivannan.C | Pavi | M&M | Automotive
2590 | Service | FM014 | FLOW METER | 110 LPM |  | TOSHNIWAL |  |  | OP986 | OP986 | ASSY 01 | MSIL Plant | Inhouse-Instruments | 6 MONTH |  |  | NO PLAN |  |  | Manivannan.C | Gowri | MSIL | Automotive
2591 | Service | FM015 | FLOW METER | 110 LPM | * | TOSHNIWAL |  | ANALOG | IFC895M1 | IFC895M1 | ASSY-01 | M&M Plant | Inhouse-Instruments | 6 MONTH | 2025-11-15 | 2026-05-15 | DUE SOON |  |  | Manivannan.C | Pavi | M&M | Automotive
2592 | Service | FM016 | FLOW METER | 112 LPM |  | TOSHNIWAL |  |  | OP491 | OP491 | ASSY LINE II | MSIL Plant | Inhouse-Instruments | 6 MONTH |  |  | NO PLAN |  |  | Manivannan.C | Gowri | TML | Automotive
2593 | Service | FM019 | FLOW METER | 110 LPM | * | TOSHNIWAL |  |  | IFC977M2 | IFC977M2 | ASSY-01 | M&M Plant | Inhouse-Instruments | 6 MONTH | 2025-11-16 | 2026-05-16 | DUE SOON |  |  | Manivannan.C | Pavi | M&M | Automotive
2594 | Service | FM023 | FLOW METER | 110 LPM |  | TOSHNIWAL |  |  | OP986 | OP986 | ASSY-02 | MSIL Plant | Inhouse-Instruments | 6 MONTH | 2026-02-18 | 2026-08-18 | OK |  |  | Manivannan.C | Gowri | MSIL | Automotive
2595 | Service | FM025 | FLOW METER | 110 LPM |  | TOSHNIWAL |  |  | OP959 | OP959 | ASSY-01 | MSIL Plant | Inhouse-Instruments | 6 MONTH |  |  | NO PLAN |  |  | Manivannan.C | Gowri | MSIL | Automotive
2596 | Service | FM027 | FLOW METER | 1.16LPH | * | TOSHNIWAL |  | * | FP99 | FP99 | ASSY LINE I | Fuel Pump | Inhouse-Instruments | 6 MONTH | 2026-01-13 | 2026-07-13 | OK |  |  | Manivannan.C | Gowri | Fuel Pump | Automotive
2597 | Service | FM028 | FLOW METER | 1.16LPH | * | TOSHNIWAL |  | * | FP88&FP104 | FP88&FP104 | ASSY LINE I | Fuel Pump | Inhouse-Instruments | 6 MONTH | 2026-03-15 | 2026-09-15 | OK |  |  | Manivannan.C | Gowri | Fuel Pump | Automotive
2598 | Service | FM029 | FLOW METER | 1.16LPH |  | TOSHNIWAL |  | * | FP89&FP100 | FP89&FP100 | ASSY LINE I | Fuel Pump | Inhouse-Instruments | 6 MONTH | 2025-11-13 | 2026-05-13 | OVER DUE |  |  | Manivannan.C | Gowri | Fuel Pump | Automotive
2599 | Service | FM030 | FLOW METER | 1.16LPH | 0.01MM | TOSHNIWAL |  | * | FP86 | FP86 | ASSY LINE I | Fuel Pump | Inhouse-Instruments | 6 MONTH | 2025-11-13 | 2026-05-13 | OVER DUE |  |  | Manivannan.C | Gowri | Fuel Pump | Automotive
2600 | Service | FM031 | FLOW METER | 1.16LPH |  | TOSHNIWAL |  | * | FP88M | FP88M | ASSY LINE I | Fuel Pump | Inhouse-Instruments | 6 MONTH | 2025-11-13 | 2026-05-13 | OVER DUE |  |  | Manivannan.C | Gowri | Fuel Pump | Automotive
2601 | Service | FM032 | FLOW METER | 1.16LPM |  | TOSHNIWAL |  |  | OP806 | OP806 | ASSY01 | MSIL Plant | Inhouse-Instruments | 6 MONTH | 2025-11-13 | 2026-05-13 | OVER DUE |  |  | Manivannan.C | Gowri | MSIL | Automotive
2602 | Service | FM033 | FLOW METER | 1.16LPH | * | TOSHNIWAL |  | * | FP99 | FP99 | ASSY LINE I | Fuel Pump | Inhouse-Instruments | 6 MONTH | 2025-11-16 | 2026-05-16 | DUE SOON |  |  | Manivannan.C | Gowri | Fuel Pump | Automotive
2603 | Service | FM034 | FLOW METER | 110 LPM |  | TOSHNIWAL |  |  | OP989/IFC1023 | OP989/IFC1023 | ASSY-01 | M&M Plant | Inhouse-Instruments | 6 MONTH | 2026-01-18 | 2026-07-18 | OK |  |  | Manivannan.C | Pavi | M&M | Automotive
2604 | Service | FM035 | FLOW METER | 110 LPM |  | TOSHNIWAL |  |  | OP1001 | OP1001 | ASSY-01 | MSIL Plant | Inhouse-Instruments | 6 MONTH | 2025-11-16 | 2026-05-16 | DUE SOON |  |  | Manivannan.C | Gowri | Eicher | Automotive
2605 | Service | FM037 | FLOW METER | 110 LPM | * | * | NA |  | OP996 | OP996 | ASSY-01 | M&M Plant | Inhouse-Instruments | 6 MONTH | 2025-11-16 | 2026-05-16 | DUE SOON |  |  | Manivannan.C | Pavi | M&M | Automotive
2606 | Service | FM038 | FLOW METER | * |  | TOSHNIWAL |  |  | OP887 | OP887 | ASSY-01 | M&M Plant | Inhouse-Instruments | 6 MONTH | 2025-12-25 | 2026-06-25 | OK |  |  | Manivannan.C | Pavi | M&M | Automotive
2607 | Service | FM039 | FLOW METER | 110 LPM | * | * | NA | DIGITAL | OP990 | OP990 | ASSY-01 | M&M Plant | Inhouse-Instruments | 6 MONTH | 2025-11-16 | 2026-05-16 | DUE SOON |  |  | Manivannan.C | Pavi | M&M | Automotive
2608 | Active | HG | HEIGHT GAUGE | GROVE HEIGHT GAUGE96.6 | * | * | NA | attribute | WPA770 | WPA770 | CI ASSY-01 | M&M Plant | Inhouse-Gauges | 6 MONTH | 2026-03-10 | 2026-09-10 | OK |  |  |  | Pavi | M&M | Automotive
2609 | Active | HG0048/01 | HEIGHT GAUGE | 78.53 | * | * | NA | attribute | WPA447U | WPA447U | GM BULD WP ASSY | MSIL Plant | Inhouse-Gauges | 6 MONTH | 2026-04-03 | 2026-10-03 | OK |  |  |  | Gowri | MSIL | Automotive
2610 | Active | HG0053/01 | HEIGHT GAUGE | Rotor Thickness61.000 | * | * | NA | attribute | IFC895M1BS6 | IFC895M1BS6 | AL ASSEMBLY | M&M Plant | Inhouse-Gauges | 2 MONTH | 2026-03-23 | 2026-05-23 | OK |  |  |  | Pavi | M&M | Automotive
2611 |  | HG0058/01 | HEIGHT GAUGE | 18.05/18.45 | * | * | NA | attribute | OP 906 | OP906 | MSIL | MSIL Plant |  | 6 MONTH | 2025-11-10 | 2026-05-10 | OVER DUE |  |  |  | Gowri | TML
2612 | Active | HG0058/02 | HEIGHT GAUGE | 18.050/18.450 | * | * | NA | attribute | WPA723N | WPA723N | ASSY-01 | MSIL Plant | Inhouse-Gauges | 3 MONTH | 2026-01-30 | 2026-04-30 | OVER DUE |  |  |  | Gowri | TML | Automotive
2613 | Active | HG029/02 | HEIGHT GAUGE |  | * | * | NA | attribute | [5 empty] | 6 MONTH | 2026-01-07 | 2026-07-07 | OK |  |  |  | Gowri
2614 | Active | HG029/2 | HEIGHT GAUGE | TOTAL HEIGHT | * | * | NA | attribute | CAST IRON | CAST IRON | M&M | M&M Plant | Inhouse-Gauges | 6 MONTH | 2026-01-07 | 2026-07-07 | OK |  |  |  | Pavi | M&M FARM | Non Automotive
2615 | Active | HG043/4 | HEIGHT GAUGE | 90.05 | * | * | NA | attribute | WPA779 | WPA779 | CI ASSY-01 | M&M Plant | Inhouse-Gauges | 6 MONTH | 2026-01-08 | 2026-07-08 | OK |  |  |  | Pavi | M&M | Automotive
2616 | STOCK | HG061/01 | HEIGHT GAUGE | 98.7 | * | * | NA | attribute | WPA814 | WPA814 | AL ASSEMBLY | M&M Plant | Inhouse-Gauges | 6 MONTH | 2026-01-23 | 2026-07-23 | OK |  |  |  | Pavi | M&M | Automotive
2617 | Active | HG074/02 | HEIGHT GAUGE | 10.960/10.985(ROTOR THICKNESS) | * | * | NA | attribute | OP978 | OP978 | TML OP ASSY-01 | MSIL Plant | Inhouse-Gauges | 6 MONTH | 2026-01-18 | 2026-07-18 | OK |  |  |  | Gowri | MSIL | Automotive
2618 | Active | HG080/01 | HEIGHT GAUGE | 66.5 | * | * | NA | attribute | WPA890/772 | WPA890/772 | AL ASSEMBLY | M&M Plant | Inhouse-Gauges | 6 MONTH | 2026-03-13 | 2026-09-13 | OK |  |  |  | Pavi | M&M | Automotive
2619 | Active | HG082/01 | HEIGHT GAUGE | 84.98 | * | * | NA | attribute | WPA890/772 | WPA890/772 | AL ASSEMBLY | M&M Plant | Inhouse-Gauges | 6 MONTH | 2026-01-23 | 2026-07-23 | OK |  |  |  | Pavi | M&M | Automotive
2620 | Active | HG085/1 | HEIGHT GAUGE | 138 | * | * | NA | attribute | WPA899 | WPA899 | M&M | M&M Plant | Inhouse-Gauges | 6 MONTH | 2026-01-04 | 2026-07-04 | OK |  |  |  | Pavi | M&M | Automotive
2621 | Active | HG086/01 | HEIGHT GAUGE | 57.4 | * | * | NA | attribute | WPA827 | WPA827 | MSIL WP ASSY-02 | MSIL Plant | Inhouse-Gauges | 3 MONTH | 2026-03-14 | 2026-06-14 | OK |  |  |  | Gowri | MSIL | Automotive
2622 | Active | HG1029/01 | HEIGHT GAUGE | ROTOR THICKNESS GAUGE | * | * | NA | attribute | OP1022 | OP1022 | ASSY | MSIL Plant | Inhouse-Gauges | 6 MONTH | 2025-12-07 | 2026-06-07 | OK |  |  |  | Gowri | TATA Cummins | Automotive
2623 | Active | HG1036/02 | HEIGHT GAUGE | GROOVE HEIGHT GAUGE | * | * | NA | attribute | WPA1022 | WPA1022 | ASSY | MSIL Plant | Inhouse-Gauges | 6 MONTH | 2025-12-17 | 2026-06-17 | OK |  |  |  | Gowri | TATA Cummins | Automotive
2624 | REJECTED | HG1038/01 | HEIGHT GAUGE | BEARING BORE (75.40/75.70) | * | * | NA | attribute | CASTIRON | CASTIRON | M&M | M&M Plant | Inhouse-Gauges | 6 MONTH | 2026-02-10 | 2026-08-10 | OK |  |  |  | Pavi | M&M FARM | Non Automotive
2625 | Active | HG1040/01 | HEIGHT GAUGE | 84.800/85.200 | * | * | NA | attribute | OP1037 | OP1037 BODY |  |  | Inhouse-Gauges | 6 MONTH | 2025-12-17 | 2026-06-17 | OK |  |  |  | Gowri |  | Automotive
2626 | Active | HG129/02 | HEIGHT GAUGE | 93.29 | * | * | NA | attribute | OP854 | OP854 | TML OP ASSY-01 | MSIL Plant | Inhouse-Gauges | 6 MONTH | 2025-11-08 | 2026-05-08 | OVER DUE |  |  |  | Gowri | MSIL | Automotive
2627 | Active | HG132/01 | HEIGHT GAUGE | 78.000/78.600 | * | * | NA | attribute | WPA981 | WPA981 | ASSY-01 | Ford | Inhouse-Gauges | 6 MONTH | 2025-10-07 | 2026-04-07 | OVER DUE |  |  |  | Pavi | Ford | Automotive
2628 | Active | HG133/01 | HEIGHT GAUGE | Nogo :69.000/Go :69.400 | * | * | NA | attribute | WPA981 | WPA981 | M/C SHOP | Ford | Inhouse-Gauges | 6 MONTH | 2025-12-17 | 2026-06-17 | OK |  |  |  | Pavi | Ford | Automotive
2629 | Active | HG135/01 | HEIGHT GAUGE | 26.200/26.800 | * | * | NA | attribute | OP1021 | OP1021 | MSIL | MSIL Plant | Inhouse-Gauges | 6 MONTH | 2026-02-01 | 2026-08-01 | OK |  |  |  | Gowri | MSIL | Automotive
2630 | Active | HG136/01 | HEIGHT GAUGE | 53.000±0.350 | * | * | NA | attribute | OP877 | OP877 | OTHERS OP ASSY-01 | MSIL Plant | Inhouse-Gauges | 3 MONTH | 2026-02-03 | 2026-05-03 | OVER DUE |  |  |  | Gowri | MSIL | Automotive
2631 | Active | HG137/01 | HEIGHT GAUGE | 21.800/21.200 | * | * | NA | attribute | WPA880M | WPA880M | GM BULD WP ASSY | MSIL Plant | Inhouse-Gauges | 6 MONTH | 2025-11-20 | 2026-05-20 | DUE SOON |  |  |  | Gowri | MSIL | Automotive
2632 | Active | HG138/01 | HEIGHT GAUGE | 86.3 | * | * | NA | attribute | WPA772 | WPA772 | M&M AL M/C SHOP | M&M Plant | Inhouse-Gauges | 6 MONTH | 2026-01-20 | 2026-07-20 | OK |  |  |  | Pavi | M&M | Automotive
2633 | Active | HG153/01 | HEIGHT GAUGE | 54.794 | * | * | NA | attribute | WPA773MK | WPA773MK | CI ASSY-01 | M&M Plant | Inhouse-Gauges | 3 MONTH | 2026-02-06 | 2026-05-06 | OVER DUE |  |  |  | Pavi | M&M | Automotive
2634 | Active | HG159/01 | HEIGHT GAUGE |  | * | * | NA | attribute | WPA1009 | WPA1009 | AL ASSEMBLY | M&M Plant | Inhouse-Gauges | 6 MONTH | 2026-01-12 | 2026-07-12 | OK |  |  |  | Pavi | M&M | Automotive
2635 | Active | HG161/01 | HEIGHT GAUGE | 87±0.3 | * | * | NA | attribute | WPA1000 | WPA1000 | OTHERS WP ASSY | MSIL Plant | Inhouse-Gauges | 6 MONTH | 2025-10-07 | 2026-04-07 | OVER DUE |  |  |  | Gowri | MSIL | Automotive
2636 | Active | HG163/01 | HEIGHT GAUGE | 14.960/14.985 | * | * | NA | attribute | OP772/890 | OP772/890 | AL ASSEMBLY | M&M Plant | Inhouse-Gauges | 6 MONTH | 2025-12-11 | 2026-06-11 | OK |  |  |  | Pavi | M&M | Automotive
2637 | REJECTED | HG164/01 | HEIGHT GAUGE | Total length gauge | * | * | NA | attribute | OP990M | OP990M | AL ASSEMBLY | M&M Plant | Inhouse-Gauges | 6 MONTH | 2026-02-10 | 2026-08-10 | OK |  |  |  | Pavi | M&M | Automotive
2638 | Active | HG165/01 | HEIGHT GAUGE | 72.2 | * | * | NA | attribute | WPA939 | WPA939 | CI M/C SHOP | M&M Plant | Inhouse-Gauges | 6 MONTH | 2025-12-14 | 2026-06-14 | OK |  |  |  | Pavi | M&M | Automotive
2639 | Active | HG166/01 | HEIGHT GAUGE | 72 | * | * | NA | attribute | WPA939 | WPA939 | CI M/C SHOP | M&M Plant | Inhouse-Gauges | 6 MONTH | 2025-12-20 | 2026-06-20 | OK |  |  |  | Pavi | M&M | Automotive
2640 | Active | HG176/01 | HEIGHT GAUGE | 128 | * | * | NA | attribute | WPA1026 | WP1026 | ASSY | M&M Plant | Inhouse-Gauges | 6 MONTH | 2025-11-09 | 2026-05-09 | OVER DUE |  |  |  | Pavi | M&M | Automotive
2641 | Active | HG377/1 | HEIGHT GAUGE |  | * | * | NA | attribute | CAST IRON | CAST IRON | M&M | M&M Plant | Inhouse-Gauges | 6 MONTH | 2026-02-10 | 2026-08-10 | OK |  |  |  | Pavi | M&M FARM | Non Automotive
2642 | Active | HG383/02 | HEIGHT GAUGE | 115.7 | * | * | NA | attribute | WPA1026 | WP1026 | ASSY | M&M Plant | Inhouse-Gauges | 6 MONTH | 2025-11-09 | 2026-05-09 | OVER DUE |  |  |  | Pavi | M&M | Automotive
2643 | Active | HG450/1 | HEIGHT GAUGE | 84.7 | * | * | NA | attribute | WPA1009 | WPA1009 | AL ASSEMBLY | M&M Plant | Inhouse-Gauges | 6 MONTH | 2025-11-16 | 2026-05-16 | DUE SOON |  |  |  | Pavi | M&M | Automotive
2644 | Active | HG451/1 | HEIGHT GAUGE | 94.6±0.1 | * | * | NA | attribute | WPA1009 | WPA1009 | M&M AL M/C SHOP | M&M Plant | Inhouse-Gauges | 6 MONTH | 2026-04-09 | 2026-10-09 | OK |  |  |  | Pavi | M&M | Automotive
2645 | Active | HG452/1 | HEIGHT GAUGE | MOUNTING FACE SEAL BORE HEIGHT | * | * | NA | attribute | OP906 | OP906 | TML OP ASSY-01 | MSIL Plant | Inhouse-Gauges | 6 MONTH | 2026-04-05 | 2026-10-05 | OK |  |  |  | Gowri | MSIL | Automotive
2646 | Active | HG454/01 | HEIGHT GAUGE | 140.45 | * | * | NA | attribute | WPA773MK | WPA773MK | CI ASSY-01 | M&M Plant | Inhouse-Gauges | 6 MONTH | 2025-11-07 | 2026-05-07 | OVER DUE |  |  |  | Pavi | M&M | Automotive
2647 | Active | HG457/01 | HEIGHT GAUGE | GEAR THICKNESS | * | * | NA | attribute | OP854 | OP854 | TML OP ASSY-01 | MSIL Plant | Inhouse-Gauges | 6 MONTH | 2025-12-30 | 2026-06-30 | OK |  |  |  | Gowri | MSIL | Automotive
2648 | Active | HG459/01 | HEIGHT GAUGE | 101.2 | * | * | NA | attribute | WPA1020 | WP1020 | WP1020 M/C | MSIL Plant | Inhouse-Gauges | 6 MONTH | 2025-12-13 | 2026-06-13 | OK |  |  |  | Gowri | Yanmar | Non Automotive
2649 | Active | HG460/01 | HEIGHT GAUGE | 89.0±0.1 | * | * | NA | attribute | WPA1020 | WP1020 | GM TOP | MSIL Plant | Inhouse-Gauges | 6 MONTH | 2025-12-13 | 2026-06-13 | OK |  |  |  | Gowri | MSIL | Automotive
2650 | Active | HG62/1 | HEIGHT GAUGE | 40.5 | * | * | NA | attribute | WPA910 | WPA910 | M&M | M&M Plant | Inhouse-Gauges | 6 MONTH | 2025-12-20 | 2026-06-20 | OK |  |  |  | Pavi | M&M | Automotive
2651 | Active | HG-73 | HEIGHT GAUGE | 46.630/46.130 | * | * | NA | attribute | WPA938M1 | WPA938M1 | ASSY-01 | M&M Plant | Inhouse-Gauges | 6 MONTH | 2026-01-03 | 2026-07-03 | OK |  |  |  | Pavi | M&M | Automotive
2652 | Active | HG994/01 | HEIGHT GAUGE | 77 | * | * | NA | attribute | WPA772 | WPA 772 | M&M | M&M PLANT | Inhouse-Gauges | 6 MONTH | 2026-01-13 | 2026-07-13 | OK |  |  | PAVI | Pavi | M&M | Automotive
2653 | Active | HGM0153/01 | SETTING MASTER | 91.015 | * | * | NA | attribute | WPA1026 | WP1026 | CAST IRON ASSY | M&M Plant | Inhouse-Gauges | 6 MONTH | 2026-02-21 | 2026-08-21 | OK |  |  |  | Pavi | M&M | Automotive
2654 | Active | HGM059/01 | HEIGHT GAUGE MASTER | 82.3 | * | * | NA | attribute | WPA890/772 | WPA890/772 | AL ASSEMBLY | M&M Plant | Inhouse-Gauges | 2 MONTH | 2026-03-16 | 2026-05-16 | DUE SOON |  |  |  | Pavi | M&M | Automotive
2655 | Active | HGM061/01 | HEIGHT GAUGE MASTER | 98.7 | * | * | NA | attribute | WPA814 | WPA814 | AL ASSEMBLY | M&M Plant | Inhouse-Gauges | 6 MONTH | 2026-01-23 | 2026-07-23 | OK |  |  |  | Pavi | M&M | Automotive
2656 | Active | HGM064/01 | HEIGHT GAUGE MASTER | 4.1 | * | * | NA | attribute | IFC794M | IFC794M | TML OP ASSY-01 | MSIL Plant | Inhouse-Gauges | 6 MONTH | 2025-12-19 | 2026-06-19 | OK |  |  |  | Gowri | MSIL | Automotive
2657 | Active | HGM072/01 | HEIGHT GAUGE MASTER | 84.98 | * | * | NA | attribute | WPA890/772 | WPA890/772 | AL ASSEMBLY | M&M Plant | Inhouse-Gauges | 2 MONTH | 2026-03-21 | 2026-05-21 | DUE SOON |  |  |  | Pavi | M&M | Automotive
2658 | Active | HGM072/01 | HEIGHT GAUGE MASTER | 72.000 | * | * | NA | attribute | WPA586M | WPA586M | ASSY-01 | MSIL Plant | Inhouse-Gauges | 6 MONTH | 2025-12-09 | 2026-06-09 | OK |  |  |  | Gowri | MSIL | Automotive
2659 | Active | HGM081/08 | HEIGHT GAUGE MASTER | 51.32 | * | * | NA | attribute | WPA902 | WPA902 | CAST IRON ASSY | M&M Plant | Inhouse-Gauges | 6 MONTH | 2026-02-21 | 2026-08-21 | OK |  |  |  | Pavi | M&M | Automotive
2660 | Active | HGM1036/02 | HEIGHT GAUGE MASTER | 76.45 | * | * | NA | attribute | WPA1022 | WPA1022 | ASSY | MSIL Plant | Inhouse-Gauges | 6 MONTH | 2025-12-17 | 2026-06-17 | OK |  |  |  | Gowri | TATA Cummins | Automotive
2661 | Active | HGM134/01 | HEIGHT GAUGE MASTER | 27 | * | * | NA | attribute | WPA890/772 | WPA890/772 | AL ASSEMBLY | M&M Plant | Inhouse-Gauges | 6 MONTH | 2026-01-13 | 2026-07-13 | OK |  |  |  | Pavi | M&M | Automotive
2662 | Active | HGM152/01 | HEIGHT GAUGE MASTER | 91.015 | * | * | NA | attribute | WPA770 | WPA770 | CI ASSY-01 | M&M Plant | Inhouse-Gauges | 3 MONTH | 2026-03-06 | 2026-06-06 | OK |  |  |  | Pavi | M&M | Automotive
2663 | Active | HGM153/01 | HEIGHT GAUGE MASTER | 54.794 | * | * | NA | attribute | WPA773MK | WPA773MK | CI ASSY-01 | M&M Plant | Inhouse-Gauges | 3 MONTH | 2026-02-12 | 2026-05-12 | OVER DUE |  |  |  | Pavi | M&M | Automotive
2664 | Active | HGM161/01 | HEIGHT GAUGE MASTER | 71.8 | * | * | NA | attribute | WPA1035 | WPA1035 | OTHERS WP ASSY | MSIL Plant | Inhouse-Gauges | 6 MONTH | 2026-01-16 | 2026-07-16 | OK |  |  |  | Gowri | VECV | Automotive
2665 | Active | HGM163/01 | HEIGHT GAUGE MASTER | 14.975 | * | * | NA | attribute | OP772/890 | OP772/890 | AL ASSEMBLY | M&M Plant | Inhouse-Gauges | 6 MONTH | 2025-12-11 | 2026-06-11 | OK |  |  |  | Pavi | M&M | Automotive
2666 | Active | HGM164/01 | HEIGHT GAUGE MASTER | 23 | * | * | NA | attribute | OP990M | OP990M | AL ASSEMBLY | M&M Plant | Inhouse-Gauges | 3 MONTH | 2026-02-10 | 2026-05-10 | OVER DUE |  |  |  | Pavi | M&M | Automotive
2667 | Active | HGM165/01 | HEIGHT GAUGE MASTER | 37 | * | * | NA | attribute | OP990M | OP990M | AL ASSEMBLY | M&M Plant | Inhouse-Gauges | 6 MONTH | 2026-02-10 | 2026-08-10 | OK |  |  |  | Pavi | M&M | Automotive
2668 | Active | HGM175/01 | HEIGHT GAUGE MASTER | 115.9 | * | * | NA | attribute | WPA1026 | WP1026 | ASSY | M&M Plant | Inhouse-Gauges | 6 MONTH | 2025-11-09 | 2026-05-09 | OVER DUE |  |  |  | Pavi | M&M | Automotive
2669 | Active | HGM454/01 | HEIGHT GAUGE MASTER | 140.45 | * | * | NA | attribute | WPA773MK | WPA773MK | CI ASSY-01 | M&M Plant | Inhouse-Gauges | 6 MONTH | 2026-01-10 | 2026-07-10 | OK |  |  |  | Pavi | M&M | Automotive
2670 | Active | HGM459/01 | HEIGHT GAUGE MASTER | 105.8 | * | * | NA | attribute | WPA1020 | WP1020 | GM TOP | MSIL Plant | Inhouse-Gauges | 6 MONTH | 2026-01-03 | 2026-07-03 | OK |  |  |  | Gowri | MSIL | Automotive
2671 | Active | HGM462/02 | HEIGHT GAUGE MASTER | 71.8 | * | * | NA | attribute | WPA1035 | WPA1035 | MSIL | MSIL Plant | Inhouse-Gauges | 6 MONTH | 2026-01-02 | 2026-07-02 | OK |  |  |  | Gowri | VECV-2026 | Automotive
2672 | Active | HGM62/1 | HEIGHT GAUGE MASTER | 40.5 | * | * | NA | attribute | WPA910 | WPA910 | M&M | M&M Plant | Inhouse-Gauges | 6 MONTH | 2025-12-20 | 2026-06-20 | OK |  |  |  | Pavi | M&M | Automotive
2673 | Active | HGM62/2 | HEIGHT GAUGE MASTER | 89.2 | * | * | NA | attribute | WPA1026M | WP1026M | M&M | M&M Plant | Inhouse-Gauges | 6 MONTH | 2026-01-11 | 2026-07-11 | OK |  |  |  | Pavi | M&M | Automotive
2674 | Service | HVC002 | HEIGHT VERNIER CALIPER | 0~450mm | * | * | NA |  | * | * | STD ROOM | MSIL Plant | Inhouse-Instruments | 6 MONTH | 2025-11-11 | 2026-05-11 | OVER DUE |  |  | Manivannan.C | Gowri | MSIL | Automotive
2675 | Service | HVC007 | HEIGHT VERNIER CALIPER | 0~300mm | 0.01MM | MITUTOYO |  | DIGITAL DISPLAY | CMM | CMM | CMM | MSIL Plant | Inhouse-Instruments | 6 MONTH |  |  | NO PLAN |  |  | Manivannan.C | Gowri | MSIL | Automotive
2676 | Service | HVC008 | HEIGHT VERNIER CALIPER | 0.01~300 mm | 0.01MM | MITUTOYO |  | DIGITAL DISPLAY | M&M | M&M | M/C SHOP | M&M Plant | Inhouse-Instruments | 6 MONTH |  |  | NO PLAN |  |  | Manivannan.C | Pavi | M&M | Automotive
2677 | Service | HVC009 | HEIGHT VERNIER CALIPER | 0.01~300 mm | 0.01MM | MITUTOYO |  | DIGITAL DISPLAY | SQA | SQA | SQA | SQA | Inhouse-Instruments | 6 MONTH |  |  | NO PLAN |  |  | Manivannan.C | Pavi |  | Automotive
2678 | Service | HVC011 | HEIGHT VERNIER CALIPER | 0~300mm |  | MITUTOYO |  |  | M&M | M&M | M/C SHOP | LAB | Inhouse-Instruments | 6 MONTH | 2025-11-11 | 2026-05-11 | OVER DUE |  |  | Manivannan.C | Gowri | LAB | Automotive
2679 | Active | HVC012 | HEIGHT VERNIER CALIPER | 0~300mm | 1815623/ANALOG-DIAL | MITUTOYO |  |  | CMM | CMM | STD ROOM | LAB | Inhouse-Instruments | 6 MONTH | 2025-11-11 | 2026-05-11 | OVER DUE |  |  | Manivannan.C | Gowri | LAB | Automotive
2680 | Active | HVC013 | HEIGHT VERNIER CALIPER | 0~300mm | 1815623/ANALOG-DIAL | MITUTOYO |  |  | CMM | CMM | STD ROOM | LAB | Inhouse-Instruments | 6 MONTH | 2026-03-13 | 2026-09-13 | OK |  |  | Manivannan.C | Gowri | LAB | Automotive
2681 |  | HVC015 | HEIGHT VERNIER CALIPER | 0~300mm | * | * | NA | attribute |  |  |  |  | Inhouse-Instruments | 6 MONTH | 2026-01-18 | 2026-07-18 | OK |  |  |  | Gowri
2682 | Service | MG001 | MULTI GAUGE | 78.00&4.10&0.10&3.5 | DIGITAL | ESYA |  |  | WPA981 | WPA981 | ASSY LINE I | Ford | Inhouse-Instruments | 12 MONTH |  |  | NO PLAN |  |  |  | Pavi | Ford | Automotive
2683 | Service | MG005 | MULTI GAUGE | ±0.010MM | * | * | NA |  | OP898 | OP898 | ASSY VISUAL | GM | Inhouse-Instruments | 6 MONTH | 2025-12-07 | 2026-06-07 | OK |  |  |  | Pavi | GM | Automotive
2684 | Service | MG007 | MULTIGAUGE-DIGITAL | ±0.010MM | * | * | NA |  | PDC | PDC |  | MSIL Plant | Inhouse-Instruments | 6 MONTH | 2025-12-07 | 2026-06-07 | OK |  |  |  | Gowri | MSIL | Automotive
2685 | Service | MG008 | MULTIGAUGE-DIGITAL | ±0.010MM | * | * | NA |  | PDC | PDC | PDC DIE CASTING | MSIL Plant | Inhouse-Instruments | 6 MONTH | 2025-12-07 | 2026-06-07 | OK |  |  |  | Gowri | MSIL | Automotive
2686 | Service | MG009 | MULTIGAUGE-DIGITAL | ±0.010MM | * | * | NA |  | PDC | PDC | PDC DIE CASTING | MSIL Plant | Inhouse-Instruments | 6 MONTH | 2025-12-07 | 2026-06-07 | OK |  |  |  | Gowri | MSIL | Automotive
2687 | Service | MG010 | MULTIGAUGE-DIGITAL | * |  | INSIZE |  |  | OP1029 | OP1029 | PDC DIE CASTING | PDC Shop | Inhouse-Instruments | 6 MONTH | 2026-02-03 | 2026-08-03 | OK |  |  |  | Gowri | MSIL | Automotive
2688 | Service | MG011 | MULTIGAUGE-DIGITAL | * |  | INSIZE |  |  | OP1029 | OP1029 | PDC DIE CASTING | PDC Shop | Inhouse-Instruments | 6 MONTH | 2026-02-03 | 2026-08-03 | OK |  |  |  | Gowri | MSIL | Automotive
2689 | Service | MGM001/01 | MULTI GAUGE | 78.00&4.10&0.10&3.5 | DIGITAL | ESYA |  |  | WPA981 | WPA981 | ASSY LINE I | Ford | Inhouse-Instruments | 12 MONTH |  |  | NO PLAN |  |  |  | Pavi | Ford | Automotive
2690 | Service | MGM005 | MULTI GAUGE MASTER | ±0.010MM | * | * | NA |  | OP898 | OP898 | ASSY VISUAL | GM | Inhouse-Instruments | 6 MONTH | 2025-12-07 | 2026-06-07 | OK |  |  |  | Pavi | GM | Automotive
2691 | Service | MM015 | MICROMETER | 25 To 50 mm |  | MITUTOYO | 0.001 |  | COMMON | COMMON | RECEIVING INS | SQA | Inhouse-Instruments | 6 MONTH | 2025-12-09 | 2026-06-09 | OK |  |  | Manivannan.C | Pavi |  | Automotive
2692 | Service | MM020 | MICROMETER | 25 To 50 mm | 293-241 | MITUTOYO |  |  | * | * | SQA | SQA | Inhouse-Instruments | 6 MONTH | 2025-12-24 | 2026-06-24 | OK |  |  | Manivannan.C | Pavi |  | Automotive
2693 | Service | MM022 | MICROMETER | 125-150 MM | 293-240-30 | BAKER |  | DIGITAL | * | * | STD ROOM | SQA | Inhouse-Instruments | 6 MONTH | 2025-12-09 | 2026-06-09 | OK |  |  | Manivannan.C | Pavi |  | Automotive
2694 | Active | MM023 | MICROMETER | 0-25 mm | 293-821-30 | MITUTOYO |  | DIGITAL | SQA | SQA | SQA | SQA | Inhouse-Instruments | 6 MONTH | 2025-10-16 | 2026-04-16 | OVER DUE |  |  | Manivannan.C | Pavi |  | Automotive
2695 | Service | MM024 | MICROMETER | 50-75MM | REC | MITUTOYO |  | DIGITAL | * | * | REC | SQA | Inhouse-Instruments | 6 MONTH | 2025-10-16 | 2026-04-16 | OVER DUE |  |  | Manivannan.C | Pavi |  | Automotive
2696 | Service | MM027 | MICROMETER | 100-125 mm | 293-250-30 | MITUTOYO |  | DIGITAL | * | * | SQA | SQA | Inhouse-Instruments | 6 MONTH | 2025-10-16 | 2026-04-16 | OVER DUE |  |  | Manivannan.C | Pavi |  | Automotive
2697 | Active | MM028 | MICROMETER | 125-150 MM | 293-251-30 | MITUTOYO |  | DIGITAL | SQA | SQA | SQA | SQA | Inhouse-Instruments | 6 MONTH | 2025-10-16 | 2026-04-16 | OVER DUE |  |  | Manivannan.C | Pavi |  | Automotive
2698 | Service | MM035 | MICROMETER | 1-15MM V Type | 314-251 | MITUTOYO |  | DIGITAL | SQA | SQA | SQA | SQA | Inhouse-Instruments | 6 MONTH | 2026-01-30 | 2026-07-30 | OK |  |  | Manivannan.C | Pavi |  | Automotive
2699 | Service | MM036 | MICROMETER | 10-25MM V Type | 314-252 | MITUTOYO |  | DIGITAL | SQA | SQA | SQA | SQA | Inhouse-Instruments | 6 MONTH | 2026-01-30 | 2026-07-30 | OK |  |  | Manivannan.C | Pavi |  | Automotive
2700 | Active | PG0422/003 | PLUG GAUGE | 6.500/6.800 | * | * | NA | attribute | WPA969 | WPA969 | GM BULD WP ASSY | MSIL Plant | Inhouse-Gauges | 6 MONTH | 2025-11-25 | 2026-05-25 | OK |  | 2025-11-25 |  | Gowri | MSIL | Automotive
2701 | Active | PG0422/1 | PLUG GAUGE | 6.550/6.950 | * | * | NA | attribute | OP1023 | OP1023 | OP1023 ASSY | M&M Plant | Inhouse-Gauges | 6 MONTH | 2025-12-25 | 2026-06-25 | OK |  | 2025-12-25 |  | Pavi | Kohler | Automotive
2702 | Active | PG0177/16 | PLUG GAUGE | 6.500/6.700 | * | * | NA | attribute | WPA991 | WPP991-01 | ASSY | MSIL Plant | Inhouse-Gauges | 6 MONTH | 2026-01-30 | 2026-07-30 | OK |  |  |  | Gowri | MSIL | Automotive
2703 | Active | PG0247/01 | PLUG GAUGE | 8.000/8.400 | * | * | NA | attribute |  |  |  |  | Inhouse-Gauges | 6 MONTH | 2025-12-26 | 2026-06-26 | OK |  | 2025-12-26 |  | Gowri |  | Automotive
2704 | Active | PG0357/14 | PLUG GAUGE | 8.025/8.047 | * | * | NA | attribute | OP772 | OP772 | SQA Inspection | SQA | Inhouse-Gauges | 1 MONTH | 2026-04-20 | 2026-05-20 | DUE SOON |  | 2026-04-20 |  | Pavi | M&M | Automotive
2705 | Active | PG0395/04 | PLUG GAUGE | 9.0/10.0 | * | * | NA | attribute | OP1010 | OP1010 | M/C SHOP | MSIL Plant | Inhouse-Gauges | 6 MONTH | 2025-12-12 | 2026-06-12 | OK |  | 2025-12-12 |  | Gowri
2706 | Active | PG0476/04 | PLUG GAUGE | 4.950/5.050 | * | * | NA | attribute | WPA853S | WPA853S | M/C SHOP | MSIL Plant | Inhouse-Gauges | 6 MONTH | 2026-02-19 | 2026-08-19 | OK |  | 2025-08-19 |  | Gowri | MSIL | Automotive
2707 | Active | PG0476/05 | PLUG GAUGE | 4.950/5.050 | * | * | NA | attribute | WPA853S | WPA853S | M/C SHOP | MSIL Plant | Inhouse-Gauges | 6 MONTH | 2026-02-19 | 2026-08-19 | OK |  | 2026-02-19 |  | Gowri | MSIL | Automotive
2708 | Active | PG0490/5 | PLUG GAUGE | 10.900/11.100 | * | * | NA | attribute | IFC895M1BS6 | IFC895M1BS6 | SQA Inspection | SQA | Inhouse-Gauges | 6 MONTH | 2025-11-18 | 2026-05-18 | DUE SOON |  |  |  | Pavi | M&M | Automotive
2709 | Active | PG130/23 | PLUG GAUGE | 4.900/5.100 | * | * | NA | attribute | WPA969 | WPA969 | RECEIVING INS | SQA | Inhouse-Gauges | 6 MONTH | 2026-05-12 | 2026-11-12 | OK |  | 2022-05-12 |  | Pavi |  | Automotive
2710 | Active | PG243/12 | PLUG GAUGE | 2.900/3.100 | * | * | NA | attribute | SUPPLIER END | SUPPLIER END | SQA | SQA | Inhouse-Gauges | 6 MONTH | 2026-01-22 | 2026-07-22 | OK |  | 2026-01-22 |  | Pavi |  | Automotive
2711 | Active | PG453/03 | PLUG GAUGE | 13.950/14.000 | * | * | NA | attribute | OP806 | OP806 | ASSY | MSIL Plant | Inhouse-Gauges | 1 MONTH | 2026-04-28 | 2026-05-28 | OK |  |  |  | Gowri | MSIL | Automotive
2712 | Active | PG484/08 | PLUG GAUGE | 9.250/9.450 | * | * | NA | attribute | IFC895M1BS6 | IFC895M1BS6 | AL ASSEMBLY | M&M Plant | Inhouse-Gauges | 6 MONTH | 2026-02-26 | 2026-08-26 | OK |  | 2023-08-26 |  | Pavi | M&M | Automotive
2713 |  | PG508/01 | PLUG GAUGE | 3.900/4.100 | * | * | NA | attribute |  |  |  |  | Inhouse-Gauges | 6 MONTH | 2026-02-17 | 2026-08-17 | OK |  |  |  | Gowri |  | Automotive
2714 | Active | PG511/03 | PLUG GAUGE | 6.800/7.200 | * | * | NA | attribute | WPA723 | WPA723 | TML OP M/C SHOP | MSIL Plant | Inhouse-Gauges | 6 MONTH | 2026-05-15 | 2026-11-15 | OK |  | 2025-11-15 |  | Gowri | MSIL | Automotive
2715 | Active | PG521/2 | PLUG GAUGE | 22.983/23.000 | * | * | NA | attribute | MSIL | WPA1040 | MC SHOP | MSIL Plant | Inhouse-Gauges | 6 MONTH | 2026-01-11 | 2026-07-11 | OK |  | 2026-01-11 |  | Gowri | MSIL | Automotive
2716 | Active | PG555/10 | PLUG GAUGE | 3.900/4.100 | * | * | NA | attribute | WPA1009 | WPA1009 | ASSY | M&M Plant | Inhouse-Gauges | 6 MONTH | 2025-11-26 | 2026-05-26 | OK |  | 2023-11-26 |  | Pavi | M&M | Automotive
2717 |  | PG555/12 | PLUG GAUGE | 3.90/4.10 | * | * | NA | attribute | [8 empty] | NO PLAN |  |  |  | Gowri
2718 |  | PG606/04 |  |  | * | * | NA | attribute | [8 empty] | NO PLAN |  |  |  | Gowri
2719 | Active | PG613/76 | PLUG GAUGE | 6.647/6.912 | * | * | NA | attribute | OP772 | OP772 | ASSY | M&M Plant | Inhouse-Gauges | 6 MONTH | 2026-02-23 | 2026-08-23 | OK |  | 2026-02-23 |  | Pavi | M&M | Automotive
2720 | Active | PG622/5 | PLUG GAUGE | 14.032/14.050 |  | OP491 | * |  | OP1035 | OP1035 | MSIL PLANT | MSIL Plant | Inhouse-Gauges | 1 MONTH | 2026-05-11 | 2026-06-11 | OK |  | 2026-02-11 |  | Gowri | VECV | Automotive
2721 | Active | PG630/002 | PLUG GAUGE | 20.000/20.052 | * | * | NA | attribute | WPA939 | WPA939 | CI M/C SHOP | M&M Plant | Inhouse-Gauges | 2 MONTH | 2026-03-28 | 2026-05-28 | OK |  |  |  | Pavi | M&M | Automotive
2722 | Active | PG666/13 | PLUG GAUGE | 8.800/9.200 | * | * | NA | attribute | FP | FP |  |  | Inhouse-Gauges | 6 MONTH | 2026-04-21 | 2026-10-21 | OK |  | 2025-10-21 |  | Gowri |  | Automotive
2723 | Active | PG668/94 | PLUG GAUGE | 4.917/5.153 | * | * | NA | attribute | IFC895M1 | IFC895M1 | M/C SHOP | M&M Plant | Inhouse-Gauges | 6 MONTH | 2026-02-21 | 2026-08-21 | OK |  | 2026-02-21 |  | Pavi | M&M | Automotive
2724 | Active | PG669/01 | PLUG GAUGE | 4.917/5.153 | * | * | NA | attribute | OP1023 | OP1023 | ASSY | M&M Plant | Inhouse-Gauges | 6 MONTH | 2026-02-04 | 2026-08-04 | OK |  | 2026-02-04 |  | Pavi | Kohler | Automotive
2725 | Active | PG704/05 | PLUG GAUGE | 10.980/11.020 | * | * | NA | attribute | OP877 | OP877 | OTHERS OP ASSY-01 | MSIL Plant | Inhouse-Gauges | 1 MONTH | 2026-04-23 | 2026-05-23 | OK |  | 2026-02-23 |  | Gowri | MSIL | Automotive
2726 | Active | PG750/04 | PLUG GAUGE | 16.376/16.676 | * | * | NA | attribute | OP772/IFC895M1BS6 | OP772/IFC895M1BS6 | M&M AL M/C SHOP | M&M Plant | Inhouse-Gauges | 6 MONTH | 2026-02-28 | 2026-08-28 | OK |  |  |  | Pavi | M&M | Automotive
2727 | Active | PG782/02 | PLUG GAUGE | 35.800/36.200 | * | * | NA | attribute | WPA991 | WPP991-01 | ASSY | MSIL Plant | Inhouse-Gauges | 6 MONTH | 2026-01-30 | 2026-07-30 | OK |  |  |  | Gowri | MSIL | Automotive
2728 | Active | PG799/03 | PLUG GAUGE | 22.975/23.000 | * | * | NA | attribute | WPA1035 | WPA1035 | MSIL PLANT | MSIL Plant | Inhouse-Gauges | 1 MONTH | 2026-05-02 | 2026-06-02 | OK |  |  | Manivannan.C | Gowri | VECV | Automotive
2729 | Active | PG818/16 | PLUG GAUGE | 20.000/20.021 | * | * | NA | attribute | OP1010 | OP1010 | MSIL ASSY | MSIL Plant | Inhouse-Gauges | 1 MONTH | 2026-04-22 | 2026-05-22 | DUE SOON |  | 2025-12-22 |  | Gowri | MSIL | Automotive
2730 | Active | PG818/33 | PLUG GAUGE | 20.000/20.021 | * | * | NA | attribute | OP1010 | OP1010 | ASSY | MSIL Plant | Inhouse-Gauges | 1 MONTH | 2026-04-09 | 2026-05-09 | OVER DUE |  |  |  | Gowri | MSIL | Automotive
2731 | Active | PG818/39 | PLUG GAUGE | 20.000/20.021 | * | * | NA | attribute |  |  | MSIL ASSY | MSIL Plant | Inhouse-Gauges | 1 MONTH | 2026-04-25 | 2026-05-25 | OK |  | 2026-04-25 |  | Gowri | MSIL | Automotive
2732 | Active | PG827/03 | PLUG GAUGE | 19.800/20.200 | * | * | NA | attribute | WPA1026 | WP1026 | M/C SHOP | GM | Inhouse-Gauges | 6 MONTH | 2025-11-09 | 2026-05-09 | OVER DUE |  |  |  | Pavi | GM | Automotive
2733 | Active | PG827/02 | PLUG GAUGE | 15.014/15.395 (R3/8) | * | * | NA | attribute | WPA1020 | WP1020 | WP1020 M/C | MSIL Plant | Inhouse-Gauges | 6 MONTH | 2025-12-13 | 2026-06-13 | OK |  | 2025-12-13 |  | Gowri | Yanmar | Non Automotive
2734 | Active | PG836/03 | PLUG GAUGE | 9.100/9.400 | * | * | NA | attribute | OP989 | OP989 | M&M | M&M Plant | Inhouse-Gauges | 6 MONTH | 2026-03-11 | 2026-09-11 | OK |  |  |  | Pavi | M&M | Automotive
2735 | Active | PG898/01 | PLUG GAUGE | 79.000/79.046 | * | * | NA | attribute | WPA1048 | WPA1048 | ASSY | MSIL Plant | Inhouse-Gauges | 1 MONTH | 2026-05-15 | 2026-06-15 | OK |  | 2026-03-15 |  | Gowri | Force Motor | Automotive
2736 | Active | PG903/01 | PLUG GAUGE | 34.800/35.200 | * | * | NA | attribute | WPA1048 | WPA1048 | ASSY | MSIL Plant | Inhouse-Gauges | 6 MONTH | 2026-04-15 | 2026-10-15 | OK |  | 2025-10-15 |  | Gowri | Force Motor | Automotive
2737 | Active | PG904/01 | PLUG GAUGE | 9.014/9.100 | * | * | NA | attribute | WPA1035 | WPA1035 | MC SHOP | MSIL Plant | Inhouse-Gauges | 1 MONTH | 2026-05-02 | 2026-06-02 | OK |  |  | Manivannan.C | Gowri | VECV | Automotive
2738 | Active | PG906/01 | PLUG GAUGE | 8.500/8.700 | * | * | NA | attribute | WPA1035 | WPA1035 | MC SHOP | MSIL PLANT | Inhouse-Gauges | 6 MONTH | 2026-03-02 | 2026-09-02 | OK |  | 2026-03-02 | MANI | Gowri | VECV-2026 | Automotive
2739 | Active | PG907/01 | PLUG GAUGE | 3.500/3.700 | * | * | NA | attribute | WPA1040 | WPA1040 | MC SHOP | MSIL PLANT | Inhouse-Gauges | 6 MONTH | 2026-01-11 | 2026-07-11 | OK |  | 2026-01-11 |  | Gowri | MSIL | Automotive
2740 | Active | PG907/02 | PLUG GAUGE | 3.500/3.700 | * | * | NA | attribute | WPA1040 | WPA1040 | MC SHOP | MSIL Plant | Inhouse-Gauges | 6 MONTH | 2026-01-11 | 2026-07-11 | OK |  |  |  | Gowri | MSIL | Automotive
2741 | Active | PG908/01 | PLUG GAUGE | 15.843/15.863 | * | * | NA | attribute | WPA1040 | WPA1040 | MC SHOP | MSIL Plant | Inhouse-Gauges | 6 MONTH | 2026-01-11 | 2026-07-11 | OK |  | 2026-01-11 |  | Gowri | MSIL | Automotive
2742 | Active | PG909/01 | PLUG GAUGE | 17.500/17.700 | * | * | NA | attribute | OP1035 | OP1035 | MC SHOP | MSIL Plant | Inhouse-Gauges | 1 MONTH | 2026-05-11 | 2026-06-11 | OK |  | 2026-02-11 |  | Gowri | VECV-2026 | Automotive
2743 | Active | PG910/01 | PLUG GAUGE | 50.113/50.200 | * | * | NA | attribute | OP1035 | OP1035 | MC SHOP | MSIL Plant | Inhouse-Gauges | 2 MONTH | 2026-05-11 | 2026-07-11 | OK |  | 2026-03-11 |  | Gowri | VECV-2026 | Automotive
2744 | Active | PG917/01 | PLUG GAUGE | 10.948/10.970 | * | * | NA | attribute | WP1056 |  |  |  | Inhouse-Gauges | 6 MONTH | 2025-12-10 | 2026-06-10 | OK |  | 2025-12-10 |  | Gowri |  | Automotive
2745 |  | PG918/01 | PLUG GAUGE | 8.032/8.05 | * | * | NA | attribute | [8 empty] | NO PLAN |  |  |  | Gowri
2746 | Active | RG033/01 | RING GAUGE | 65.94 | * | * | NA | attribute | WPA75 | WPA75 | RECEIVING INS | SQA | Inhouse-Gauges | 6 MONTH | 2025-10-30 | 2026-04-30 | OVER DUE |  |  |  | Pavi |  | Automotive
2747 | Active | RG042/01 | RING GAUGE | 51 | * | * | NA | attribute | WPA781 | WPA781 | RECEIVING INS | SQA | Inhouse-Gauges | 6 MONTH | 2026-03-03 | 2026-09-03 | OK |  |  |  | Pavi |  | Automotive
2748 | Active | RG067/01 | RING GAUGE | 53.50/53.587 | * | * | NA | attribute | WPA1035 | WPA1035 | MC SHOP | MSIL Plant | Inhouse-Gauges | 6 MONTH | 2026-01-02 | 2026-07-02 | OK |  |  |  | Gowri | VECV | Automotive
2749 | Active | RG068/01 | RING GAUGE | 52.87/52.945 | * | * | NA | attribute | WPA1035 | WPA1035 | MC SHOP | MSIL PLANT | Inhouse-Gauges | 6 MONTH | 2026-01-02 | 2026-07-02 | OK |  |  |  | Gowri | VECV | NEW
2750 | Active | RG069/01 | RING GAUGE | 72.80/73.20 |  | RBC |  | WP1056.04 HUB | WPA1056 | WK1056 | SQA | SQA | Inhouse-Gauges | 6 MONTH | 2025-11-10 | 2026-05-10 | OVER DUE |  |  |  | Pavi | M&M | Automotive
2751 | Active | SLG011/01 | SLIP GAUGE | 2.900/3.100 | * | * | NA | attribute | CAST IRON | CAST IRON | M&M | M&M Plant | Inhouse-Gauges | 6 MONTH | 2026-01-07 | 2026-07-07 | OK |  |  |  | Pavi | M&M FARM | Non Automotive
2752 | Active | SLG191/01 | SLIP GAUGE | 2.900/3.100 | * | * | NA | attribute | WPA936 | WPA936-01 | M&M | M&M Plant | Inhouse-Gauges | 6 MONTH | 2025-11-24 | 2026-05-24 | OK |  |  |  | Pavi | M&M | Automotive
2753 | Active | SLG191/02 | SLIP GAUGE | 2.900/3.100 | * | * | NA | attribute | M/C SHOP | M/C SHOP | M&M | M&M Plant | Inhouse-Gauges | 6 MONTH | 2026-03-10 | 2026-09-10 | OK |  |  |  | Pavi | M&M | Automotive
2754 | STOCK | SLG195 | SLIP GAUGE | 1.300/1.440 | * | * | NA | attribute | WPA660 | WP660 | ASSY | MSIL Plant | Inhouse-Gauges | 6 MONTH |  |  | NO PLAN |  |  |  | Gowri | MSIL | Automotive
2755 | Active | SM0032/09 | SETTING MASTER | 8.93 | * | * | NA | attribute | OP491 | OP491 | MSIL OP M/C SHOP | MSIL Plant | Inhouse-Gauges | 6 MONTH | 2025-09-23 | 2026-03-23 | OVER DUE |  |  |  | Gowri | MSIL | Automotive
2756 | Active | SM0032/12 | SETTING MASTER | 25.08 | * | * | NA | attribute | OP491 | OP491 | MSIL OP M/C SHOP | MSIL Plant | Inhouse-Gauges | 3 MONTH | 2026-04-01 | 2026-07-01 | OK |  |  |  | Gowri | MSIL | Automotive
2757 | Active | SM0036/01 | SETTING MASTER | 8.485 | * | * | NA | attribute | WPA964 | WPP964 | ASSY | MSIL Plant | Inhouse-Gauges | 6 MONTH | 2026-01-30 | 2026-07-30 | OK |  |  |  | Gowri | MSIL | Automotive
2758 | Active | SM0045/01 | SETTING MASTER | 9.555 | * | * | NA | attribute | OP693 | OP693.01 | M/C SHOP | MSIL Plant | Inhouse-Gauges | 6 MONTH | 2026-02-14 | 2026-08-14 | OK |  |  |  | Gowri | MSIL | Automotive
2759 | Active | SM0047/04 | SETTING MASTER | 15.03 | * | * | NA | attribute | OP772 | OP772 | M&M AL M/C SHOP | M&M Plant | Inhouse-Gauges | 2 MONTH | 2026-03-08 | 2026-05-08 | OVER DUE |  |  |  | Pavi | M&M | Automotive
2760 | STOCK | SM0054 | SETTING MASTER | 14.00MM (MILLING HEIGHT MASTER) | * | * | NA | attribute | IFC794M | IFC794M | TML OP ASSY-01 | MSIL Plant | Inhouse-Gauges | 6 MONTH |  |  | NO PLAN |  |  |  | Gowri | MSIL | Automotive
2761 | Active | SM006/02 | SETTING MASTER | 22(MILLING HEIGHT) | * | * | NA | attribute | OP986 | OP986 | MSIL OP ASSY | MSIL Plant | Inhouse-Gauges | 6 MONTH | 2025-12-27 | 2026-06-27 | OK |  |  |  | Gowri | MSIL | Automotive
2762 | REJECTED | SM006/03 | SETTING MASTER | ZONE FLATSS MASTER | * | * | NA | attribute | OP989 | OP989 | ASSY | M&M Plant | Inhouse-Gauges | 6 MONTH | 2026-02-13 | 2026-08-13 | OK |  |  |  | Pavi | M&M | Automotive
2763 | Active | SM051/05 | SETTING MASTER | 93 | * | * | NA | attribute | WPA1012 | WPA1012 | TML OP ASSY-01 | MSIL Plant | Inhouse-Gauges | 6 MONTH | 2026-03-05 | 2026-09-05 | OK |  |  |  | Gowri | MSIL | Automotive
2764 | Active | SM052/03 | SETTING MASTER | 16.03 | * | * | NA | attribute | OP772 | OP772 | M&M | M&M Plant | Inhouse-Gauges | 6 MONTH | 2026-02-05 | 2026-08-05 | OK |  |  |  | Pavi | M&M | Automotive
2765 | Active | SM052/04 | SETTING MASTER | 93.32 | * | * | NA | attribute | OP772 | OP772 | M&M | M&M Plant | Inhouse-Gauges | 6 MONTH | 2026-02-05 | 2026-08-05 | OK |  |  |  | Pavi | M&M | Automotive
2766 | STOCK | SM063/01 | SETTING MASTER | 9.2 | * | * | NA | attribute | IFC794M | IFC794M | TML ASSY-01 | MSIL Plant | Inhouse-Gauges | 6 MONTH |  |  | NO PLAN |  |  |  | Gowri | MSIL | Automotive
2767 | Active | SM078/03 | SETTING MASTER | 4.7 | * | * | NA | attribute | WPA964 | WPP964 | ASSY | MSIL Plant | Inhouse-Gauges | 6 MONTH | 2026-01-30 | 2026-07-30 | OK |  |  |  | Gowri | MSIL | Automotive
2768 | Active | SM081/05 | SETTING MASTER | 16.04 | * | * | NA | attribute | OP1001 | OP1001 | OP1001 | MSIL Plant | Inhouse-Gauges | 3 MONTH | 2026-01-24 | 2026-04-24 | OVER DUE |  |  |  | Gowri | MSIL | Automotive
2769 | Active | SM086/01 | SETTING MASTER | 19.63 | * | * | NA | attribute | WPA890/772 | WPA890/772 | AL ASSEMBLY | M&M Plant | Inhouse-Gauges | 6 MONTH | 2026-01-23 | 2026-07-23 | OK |  |  |  | Pavi | M&M | Automotive
2770 | Active | SM092/01 | SETTING MASTER | 7.2 | * | * | NA | attribute | WPA85M | WPA85M | ASSY-01 | MSIL Plant | Inhouse-Gauges | 6 MONTH | 2025-11-01 | 2026-05-01 | OVER DUE |  |  |  | Gowri | MSIL | Automotive
2771 | REJECTED | SM095/01 | SETTING MASTER | 22 | * | * | NA | attribute | OP491 | OP491 | MSIL OP ASSY | MSIL Plant | Inhouse-Gauges | 6 MONTH | 2026-03-03 | 2026-09-03 | OK |  |  |  | Gowri | MSIL | Automotive
2772 | Active | SM099 | SETTING MASTER | 19.63 | * | * | NA | attribute | WPA814 | WPA814 | AL ASSEMBLY | M&M Plant | Inhouse-Gauges | 6 MONTH | 2026-01-23 | 2026-07-23 | OK |  |  |  | Pavi | M&M | Automotive
2773 | Active | SM1000/01 | SETTING MASTER | 7 | * | * | NA | attribute | WPA1042 | WPA1042 | GM TOP | MSIL Plant | Inhouse-Gauges | 6 MONTH | 2026-04-04 | 2026-10-04 | OK |  |  |  | Gowri | MSIL | Automotive
2774 | STOCK | SM1004/01 | SETTING MASTER | 13.565 | * | * | NA | attribute | IFC977M2 | IFC977M2 | SQA Inspection | SQA | Inhouse-Gauges | 6 MONTH | 2026-02-04 | 2026-08-04 | OK |  |  |  | Pavi | M&M | Automotive
2775 | Active | SM1015/08 | SETTING MASTER | 10.9 | * | * | NA | attribute | OP1022 | OP1022 | ASSY | SQA | Inhouse-Gauges | 6 MONTH | 2026-02-24 | 2026-08-24 | OK |  |  |  | Pavi |  | Automotive
2776 | Active | SM1022/02 | SETTING MASTER | 6.8 | * | * | NA | attribute | WPA1022 | WPA1022 | ASSY | MSIL Plant | Inhouse-Gauges | 6 MONTH | 2025-12-17 | 2026-06-17 | OK |  |  |  | Gowri | TATA Cummins | Automotive
2777 | Active | SM1023/02 | SETTING MASTER | 6.5 | * | * | NA | attribute | WPA1022 | WPA1022 | ASSY | MSIL Plant | Inhouse-Gauges | 6 MONTH | 2025-12-17 | 2026-06-17 | OK |  |  |  | Gowri | TATA Cummins | Automotive
2778 | Active | SM1023/03 | SETTING MASTER | 6.5 | * | * | NA | attribute | WPA1022 | WPA1022 | ASSY | MSIL Plant | Inhouse-Gauges | 6 MONTH | 2025-12-17 | 2026-06-17 | OK |  |  |  | Gowri | TATA Cummins | Automotive
2779 | Active | SM1028/01 | SETTING MASTER | SUMP MASTER | * | * | NA | attribute | OP1022 | OP1022 | ASSY | MSIL Plant | Inhouse-Gauges | 6 MONTH | 2025-12-07 | 2026-06-07 | OK |  |  |  | Gowri | TATA Cummins | Automotive
2780 | Active | SM1030/01 | SETTING MASTER | 57.16 & 18.06(Low master) | * | * | NA | attribute | WPA827 | WPA827 | MSIL ASSY | MSIL Plant | Inhouse-Gauges | 3 MONTH | 2026-03-21 | 2026-06-21 | OK |  |  |  | Gowri | MSIL | Automotive
2781 | Active | SM1030/02 | SETTING MASTER | 57.70 & 18.64(High master) | * | * | NA | attribute | WPA827 | WPA827 | MSIL ASSY | MSIL Plant | Inhouse-Gauges | 3 MONTH | 2026-03-21 | 2026-06-21 | OK |  |  |  | Gowri | MSIL | Automotive
2782 | Active | SM1041/01 | SETTING MASTER | 0.5 |  | RBC |  | WPP1056.01 COVER | WPA1056 | WPP1056.02 | SQA | SQA | Inhouse-Gauges | 6 MONTH | 2025-11-03 | 2026-05-03 | OVER DUE |  |  |  | Pavi | M&M | Automotive
2783 | Active | SM1043/01 | SETTING MASTER | 0.7 | * | * | NA | attribute | WPA1020 | WP1020 | GM TOP | MSIL Plant | Inhouse-Gauges | 6 MONTH | 2025-12-13 | 2026-06-13 | OK |  |  |  | Gowri | MSIL | Automotive
2784 | Active | SM110/01 | SETTING MASTER | 20 | * | * | NA | attribute | OP1007 | OP1007 | M/C SHOP | MSIL Plant | Inhouse-Gauges | 6 MONTH | 2026-03-11 | 2026-09-11 | OK |  |  |  | Gowri | VST | Automotive
2785 | Active | SM111/01 | SETTING MASTER | 13 | * | * | NA | attribute | OP1007 | OP1007 | M/C SHOP | MSIL Plant | Inhouse-Gauges | 6 MONTH | 2026-03-11 | 2026-09-11 | OK |  |  |  | Gowri | VST | Automotive
2786 | Active | SM125/01 | SETTING MASTER | 49.1 | * | * | NA | attribute | WPA938M1 | WPA938M1 | AL ASSEMBLY | M&M Plant | Inhouse-Gauges | 6 MONTH | 2025-11-05 | 2026-05-05 | OVER DUE |  |  |  | Pavi | M&M | Automotive
2787 | Active | SM131/02 | SETTING MASTER | COVER PLATE THICKNESS GAUGE | * | * | NA | attribute | OP906 | OP906 | TML OP ASSY-01 | MSIL Plant | Inhouse-Gauges | 6 MONTH | 2025-12-30 | 2026-06-30 | OK |  |  |  | Gowri | MSIL | Automotive
2788 | STOCK | SM133/05 | SETTING MASTER | 7.100(Seal Working Height) | * | * | NA | attribute | WPA887 | WP887 | ASSY | M&M Plant | Inhouse-Gauges | 6 MONTH | 2025-11-29 | 2026-05-29 | OK |  |  |  | Pavi | M&M | Automotive
2789 | Active | SM133/06 | SETTING MASTER | 7.1 | * | * | NA | attribute | WPA981 | WPA981 | ASSY-01 | Ford | Inhouse-Gauges | 6 MONTH | 2025-12-11 | 2026-06-11 | OK |  |  |  | Pavi | Ford | Automotive
2790 | Active | SM135/01 | SETTING MASTER | 9.800/10.200 | * | * | NA | attribute | WPA981 | WPA981 | RECEIVING INS | SQA | Inhouse-Gauges | 6 MONTH | 2025-12-11 | 2026-06-11 | OK |  |  |  | Pavi |  | Automotive
2791 | STOCK | SM141/02 | SETTING MASTER | 9.3 | * | * | NA | attribute | IFC794M | IFC794M | TML OP M/C SHOP | MSIL Plant | Inhouse-Gauges | 3 MONTH | 2026-05-01 | 2026-08-01 | OK |  |  |  | Gowri | MSIL | Automotive
2792 | Active | SM142/2 | SETTING MASTER | 21.99 | * | * | NA | attribute | OP887 | OP887 | M&M | M&M Plant | Inhouse-Gauges | 6 MONTH | 2025-11-25 | 2026-05-25 | OK |  |  |  | Pavi | M&M | Automotive
2793 | Active | SM153/08 | SETTING MASTER | 4 | * | * | NA | attribute | OP772/890 | OP772/890 | AL ASSEMBLY | M&M Plant | Inhouse-Gauges | 6 MONTH | 2026-02-09 | 2026-08-09 | OK |  |  |  | Pavi | M&M | Automotive
2794 | Active | SM162/01 | SETTING MASTER | 8.5 | * | * | NA | attribute | OP898 | OP898 | ASSY-01 | GM | Inhouse-Gauges | 6 MONTH | 2026-01-15 | 2026-07-15 | OK |  |  |  | Pavi | GM | Automotive
2795 | Active | SM163/01 | SETTING MASTER | 112 | * | * | NA | attribute | GM TOP | GM TOP | GM BULD WP ASSY | MSIL Plant | Inhouse-Gauges | 6 MONTH | 2025-12-11 | 2026-06-11 | OK |  |  |  | Gowri | MSIL | Automotive
2796 | Active | SM171/01 | SETTING MASTER | 31.575 | * | * | NA | attribute | OP1006 | OP1006 | M&M M/C | M&M Plant | Inhouse-Gauges | 6 MONTH | 2026-04-11 | 2026-10-11 | OK |  |  |  | Pavi | M&M | Automotive
2797 | Active | SM177/01 | SETTING MASTER | 20.6 | * | * | NA | attribute | OP906 | OP906 | ASSY | MSIL Plant | Inhouse-Gauges | 3 MONTH | 2026-02-09 | 2026-05-09 | OVER DUE |  |  |  | Gowri | TML | Automotive
2798 | Active | SM201/03 | SETTING MASTER | 1.75 | * | * | NA | attribute | WPA938 | WP938 | M/C SHOP | M&M Plant | Inhouse-Gauges | 6 MONTH | 2026-03-01 | 2026-09-01 | OK |  |  |  | Pavi | M&M | Automotive
2799 | Active | SM204/01 | SETTING MASTER | 10.2 | * | * | NA | attribute | WPA949 | WPA949 | M&M | M&M Plant | Inhouse-Gauges | 6 MONTH | 2025-12-19 | 2026-06-19 | OK |  |  |  | Pavi | M&M | Automotive
2800 | Active | SM204/02 | SETTING MASTER | 10.2 | * | * | NA | attribute | WPA773MK | WPA773MK | M&M | M&M Plant | Inhouse-Gauges | 6 MONTH | 2026-01-04 | 2026-07-04 | OK |  |  |  | Pavi | M&M | Automotive
2801 | Active | SM204/03 | SETTING MASTER | 10.2 | * | * | NA | attribute | OP1010 | OP1010 | MSIL M/C SHOP | MSIL Plant | Inhouse-Gauges | 6 MONTH | 2025-12-27 | 2026-06-27 | OK |  |  |  | Gowri | MSIL | Automotive
2802 | Active | SM207/01 | SETTING MASTER | 1.5 | * | * | NA | attribute | OP854 | OP854 | TML OP M/C SHOP | MSIL Plant | Inhouse-Gauges | 6 MONTH | 2025-12-21 | 2026-06-21 | OK |  |  |  | Gowri | MSIL | Automotive
2803 | Active | SM207/03 | SETTING MASTER | 1.5 | * | * | NA | attribute | OP1010 | OP1010 | MSIL M/C SHOP | MSIL Plant | Inhouse-Gauges | 6 MONTH | 2025-10-27 | 2026-04-27 | OVER DUE |  |  |  | Gowri | MSIL | Automotive
2804 | Active | SM207/05 | SETTING MASTER | 1.5 | * | * | NA | attribute | IFC895M1 | IFC895M1 | M/C SHOP | M&M Plant | Inhouse-Gauges | 6 MONTH | 2026-04-04 | 2026-10-04 | OK |  |  |  | Pavi | M&M | Automotive
2805 | Active | SM209/01 | SETTING MASTER | 1.5 | * | * | NA | attribute | IFC977M2 | IFC977M2 | AL ASSEMBLY | M&M Plant | Inhouse-Gauges | 6 MONTH | 2025-11-10 | 2026-05-10 | OVER DUE |  |  |  | Pavi | M&M | Automotive
2806 | Active | SM212/01 | SETTING MASTER | 26.5 | * | * | NA | attribute | OP1021 | OP1021 | MSIL | MSIL Plant | Inhouse-Gauges | 6 MONTH | 2026-02-01 | 2026-08-01 | OK |  |  |  | Gowri | MSIL | Automotive
2807 | Active | SM229/1 | SETTING MASTER | 71.65 | * | * | NA | attribute | WPA791 | WPA791 | M&M | M&M Plant | Inhouse-Gauges | 6 MONTH | 2026-01-04 | 2026-07-04 | OK |  |  |  | Pavi | M&M | Automotive
2808 | Active | SM271/01 | SETTING MASTER | 21.5 | * | * | NA | attribute | OP906 | OP906 | TML OP ASSY-01 | MSIL Plant | Inhouse-Gauges | 6 MONTH | 2026-01-27 | 2026-07-27 | OK |  |  |  | Gowri | MSIL | Automotive
2809 | Active | SM272/01 | SETTING MASTER | 137.5 | * | * | NA | attribute | WPA822 | WPA822 | M&M | M&M Plant | Inhouse-Gauges | 6 MONTH | 2026-01-04 | 2026-07-04 | OK |  |  |  | Pavi | M&M | Automotive
2810 | Active | SM295 | SETTING MASTER | 121.800±0.020 | * | * | NA | attribute | WPA889 | WPA889 | M&M | M&M Plant | Inhouse-Gauges | 6 MONTH | 2026-01-04 | 2026-07-04 | OK |  |  |  | Pavi | M&M | Automotive
2811 | Active | SM325 | SETTING MASTER | 105.500&105.490 | * | * | NA | attribute | WPA899 | WPA899 | M&M | M&M Plant | Inhouse-Gauges | 6 MONTH | 2026-01-04 | 2026-07-04 | OK |  |  |  | Pavi | M&M | Automotive
2812 | Active | SM333/1 | SETTING MASTER | 79.4 | * | * | NA | attribute | WPA899 | WPA899 | M&M | M&M Plant | Inhouse-Gauges | 6 MONTH | 2025-12-25 | 2026-06-25 | OK |  |  |  | Pavi | M&M | Automotive
2813 | Active | SM377/1 | SETTING MASTER |  | * | * | NA | attribute | CAST IRON | CAST IRON | M&M | M&M Plant | Inhouse-Gauges | 6 MONTH | 2026-01-07 | 2026-07-07 | OK |  |  |  | Pavi | M&M FARM | Non Automotive
2814 | Active | SM383/1 | SETTING MASTER | 140 | * | * | NA | attribute | WPA770 | WPA770 | M&M | M&M Plant | Inhouse-Gauges | 6 MONTH | 2025-12-20 | 2026-06-20 | OK |  |  |  | Pavi | M&M | Automotive
2815 | Active | SM400/1 | SETTING MASTER | 84.69 | * | * | NA | attribute | WPA939 | WPA939 | M&M | M&M Plant | Inhouse-Gauges | 6 MONTH | 2025-11-11 | 2026-05-11 | OVER DUE |  |  |  | Pavi | M&M | Automotive
2816 | Active | SM416/01 | SETTING MASTER | 7.1 | * | * | NA | attribute | WPA1026 | WP1026 | M&M | M&M Plant | Inhouse-Gauges | 6 MONTH | 2026-01-08 | 2026-07-08 | OK |  |  |  | Pavi | M&M | Automotive
2817 | Active | SM442/2 | SETTING MASTER | DIAL HOLDER | * | * | NA | attribute | CAST IRON | CAST IRON | M&M | M&M Plant | Inhouse-Gauges | 6 MONTH | 2026-01-09 | 2026-07-09 | OK |  |  |  | Pavi | M&M FARM | Non Automotive
2818 | Active | SM444/1 | SETTING MASTER | 40.000/40.500 | * | * | NA | attribute | WPA988 | WPA988 | CI M/C SHOP | M&M Plant | Inhouse-Gauges | 6 MONTH | 2025-11-05 | 2026-05-05 | OVER DUE |  |  |  | Pavi | M&M | Automotive
2819 | Active | SM444/1 | SETTING MASTER | 40.25 | * | * | NA | attribute | WPA988 | WPA988 | CI M/C SHOP | M&M Plant | Inhouse-Gauges | 6 MONTH | 2025-11-11 | 2026-05-11 | OVER DUE |  |  |  | Pavi | M&M | Automotive
2820 | Active | SM445/1 | SETTING MASTER | 94.2000/94.800 | * | * | NA | attribute | WPA988 | WPA988 | CI M/C SHOP | M&M Plant | Inhouse-Gauges | 6 MONTH | 2025-11-05 | 2026-05-05 | OVER DUE |  |  |  | Pavi | M&M | Automotive
2821 | Active | SM445/1 | SETTING MASTER | 94.5 | * | * | NA | attribute | WPA988 | WPA988 | M&M | M&M Plant | Inhouse-Gauges | 6 MONTH | 2025-12-20 | 2026-06-20 | OK |  |  |  | Pavi | M&M | Automotive
2822 | Active | SM449/01 | SETTING MASTER | 75.555 | * | * | NA | attribute | WPA988 | WPA988 | CI M/C SHOP | M&M Plant | Inhouse-Gauges | 6 MONTH | 2025-11-11 | 2026-05-11 | OVER DUE |  |  |  | Pavi | M&M | Automotive
2823 | Active | SM455/01 | SETTING MASTER | 90.85 | * | * | NA | attribute | WPA1009 | WPA1009 | AL ASSEMBLY | M&M Plant | Inhouse-Gauges | 6 MONTH | 2025-11-07 | 2026-05-07 | OVER DUE |  |  |  | Pavi | M&M | Automotive
2824 | Active | SM467/1 | SETTING MASTER | 19.4 | * | * | NA | attribute | CAST IRON | CAST IRON | M&M | M&M Plant | Inhouse-Gauges | 6 MONTH | 2026-01-08 | 2026-07-08 | OK |  |  |  | Pavi | M&M FARM | Non Automotive
2825 | Active | SM480/01 | SETTING MASTER | 10.7 | * | * | NA | attribute | WPA773MK | WPA773MK |  | M&M Plant | Inhouse-Gauges | 6 MONTH | 2025-12-19 | 2026-06-19 | OK |  |  |  | Pavi | M&M | Automotive
2826 | Active | SM480/02 | SETTING MASTER | 10.7 | * | * | NA | attribute | CAST IRON | CAST IRON | ASSY | M&M Plant | Inhouse-Gauges | 6 MONTH | 2026-03-25 | 2026-09-25 | OK |  |  |  | Pavi | M&M FARM | Non Automotive
2827 | Active | SM480/02 | SETTING MASTER | 10.7 | * | * | NA | attribute | WPA773MK | WPA773MK | M&M | M&M Plant | Inhouse-Gauges | 6 MONTH | 2025-12-19 | 2026-06-19 | OK |  |  |  | Pavi | M&M | Automotive
2828 | Active | SM480/03 | SETTING MASTER | 10.7 | * | * | NA | attribute | WPA773MK | WPA773MK | M&M | M&M Plant | Inhouse-Gauges | 6 MONTH | 2025-12-19 | 2026-06-19 | OK |  |  |  | Pavi | M&M | Automotive
2829 | Active | SM55/03 | SETTING MASTER | 8.5 | * | * | NA | attribute | OP898 | OP898 | M/C SHOP | GM | Inhouse-Gauges | 3 MONTH |  |  | NO PLAN |  |  |  | Pavi | GM | Automotive
2830 | Active | SM582/01 | SETTING MASTER | ROTOR BORE DEPTH 14.00(+0.035/+0.055) | * | * | NA | attribute | OP1035 | OP1035 | M/C SHOP | MSIL Plant | Inhouse-Gauges | 6 MONTH | 2026-02-11 | 2026-08-11 | OK |  |  |  | Gowri | VECV-2026 | Automotive
2831 | Active | SM655/01 | SETTING MASTER | ROTOR DEPTH 13.565 | * | * | NA | attribute | IFC977M2 | IFC977M2 | ASSY | M&M Plant | Inhouse-Gauges | 6 MONTH | 2026-01-01 | 2026-07-01 | OK |  |  |  | Pavi | M&M | Automotive
2832 | REJECTED | SM754/08 | SETTING MASTER | 1.5 | * | * | NA | attribute | SQA | SQA | SQA | SQA | Inhouse-Gauges | 6 MONTH | 2026-02-14 | 2026-08-14 | OK |  |  |  | Pavi |  | Automotive
2833 | Active | SM769/05 | SETTING MASTER | 7.1 |  | RBC |  | WPP1056.01 COVER | WPA1056 | WPP1056.02 | SQA | SQA | Inhouse-Gauges | 6 MONTH | 2025-11-03 | 2026-05-03 | OVER DUE |  |  |  | Pavi | M&M | Automotive
2834 | Active | SM818/01 | SETTING MASTER | 21.1 | * | * | NA | attribute | WPA977 | WP977 | M&M ASSY | M&M Plant | Inhouse-Gauges | 3 MONTH | 2026-04-13 | 2026-07-13 | OK |  |  |  | Pavi | M&M | Automotive
2835 | Active | SM877/01 | SETTING MASTER | 7.1 | * | * | NA | attribute | OP989 | OP989 | AL ASSEMBLY | M&M Plant | Inhouse-Gauges | 6 MONTH | 2025-11-16 | 2026-05-16 | DUE SOON |  |  |  | Pavi | M&M | Automotive
2836 | Service | SM880/01 | SETTING MASTER | 104.35 |  | PDC |  |  | PDC | PDC | PDC | PDC Shop | Inhouse-Gauges | 3 MONTH | 2026-03-10 | 2026-06-10 | OK |  |  |  | Gowri | MSIL | Automotive
2837 | Service | SM881/01 | SETTING MASTER | 113.75 |  | PDC |  |  | PDC | PDC | PDC | PDC Shop | Inhouse-Gauges | 3 MONTH | 2026-03-10 | 2026-06-10 | OK |  |  |  | Gowri | MSIL | Automotive
2838 | Active | SM882/01 | SETTING MASTER | 116.5 | * | * | NA | attribute | PDC | PDC | PDC | PDC Shop | Inhouse-Gauges | 3 MONTH | 2026-02-10 | 2026-05-10 | OVER DUE |  |  |  | Gowri | MSIL | Automotive
2839 | Active | SM883/01 | SETTING MASTER | 123.8 | * | * | NA | attribute | PDC | PDC | PDC | PDC Shop | Inhouse-Gauges | 3 MONTH | 2026-02-10 | 2026-05-10 | OVER DUE |  |  |  | Gowri | MSIL | Automotive
2840 | Service | SM884/01 | SETTING MASTER | 140.02 | * | PDC |  |  | OP1029 | OP1029 | PDC | PDC Shop | Inhouse-Gauges | 3 MONTH | 2026-03-10 | 2026-06-10 | OK |  |  |  | Gowri | MSIL | Automotive
2841 | Active | SM886/01 | SETTING MASTER | 60.90/68.55 | * | * | NA | attribute | OP990M | OP990M | AL ASSEMBLY | M&M Plant | Inhouse-Gauges | 6 MONTH | 2026-04-05 | 2026-10-05 | OK |  |  |  | Pavi | M&M | Automotive
2842 | Service | SM990/01 | SETTING MASTER | 33.98 | * | * | NA | attribute | WPA895 | WPA895 | AL ASSEMBLY | M&M Plant | Inhouse-Gauges | 6 MONTH | 2025-11-20 | 2026-05-20 | DUE SOON |  |  |  | Pavi | M&M | Automotive
2843 | Active | SM992/01 | SETTING MASTER | 107 | * | * | NA | attribute | wpa923 | wpa923 | MSIL OP M/C SHOP | MSIL Plant | Inhouse-Gauges | 6 MONTH | 2025-10-22 | 2026-04-22 | OVER DUE |  |  |  | Gowri | MSIL | Automotive
2844 | Active | SM993/02 | SETTING MASTER | 95.3 | * | * | NA | attribute | WPA1030 | WPA1030 | M&M ASSY | MSIL Plant | Inhouse-Gauges | 6 MONTH | 2025-10-14 | 2026-04-14 | OVER DUE |  |  |  | Gowri | MSIL | Automotive
2845 | Active | SNG001/10 | SNAP GAUGE | 58.900/59.000 | * | * | NA | attribute | OP854 | OP854 | ASSY | MSIL Plant | Inhouse-Gauges | 6 MONTH | 2026-02-10 | 2026-08-10 | OK |  |  |  | Gowri | MSIL | Automotive
2846 | STOCK | SNG0244/01 | SNAP GAUGE | 43.920/43.850 | * | * | NA | attribute | WPA272 | WP272 | ASSY | MSIL Plant | Inhouse-Gauges | 6 MONTH |  |  | NO PLAN |  |  |  | Gowri | MSIL | Automotive
2847 | Active | SNG164/02 | SNAP GAUGE | 43.100/42.900 | * | * | NA | attribute | OP1004M | OP1004M | M&M | M&M Plant | Inhouse-Gauges | 6 MONTH | 2026-01-15 | 2026-07-15 | OK |  |  |  | Pavi | M&M | Automotive
2848 | Active | SNG202/03 | SNAP GAUGE | 7.800/8.200 | * | * | NA | attribute | WPA723N | WPA723N | TML WP M/C SHOP | MSIL Plant | Inhouse-Gauges | 6 MONTH | 2026-05-04 | 2026-11-04 | OK |  | 2026-05-04 |  | Gowri | MSIL | Automotive
2849 | Service | SNG213/01 | SNAP GAUGE | 52.150/51.850 | * | * | NA | attribute | IFC895M1BS6 | IFC895M1BS6 | M&M AL M/C SHOP | M&M Plant | Inhouse-Gauges | 6 MONTH |  |  | NO PLAN |  |  |  | Pavi | M&M | Automotive
2850 | Active | SNG213/03 | SNAP GAUGE | 52.150/51.850 | * | * | NA | attribute | IFC895M1BS6 | IFC895M1BS6 | M&M AL M/C SHOP | M&M Plant | Inhouse-Gauges | 6 MONTH |  |  | NO PLAN |  |  |  | Pavi | M&M | Automotive
2851 | Active | SNG214/01 | SNAP GAUGE | 52.300/51.700 | * | * | NA | attribute | IFC895M1 | IFC895M1M1 | M&M AL M/C SHOP | M&M Plant | Inhouse-Gauges | 6 MONTH | 2025-11-09 | 2026-05-09 | OVER DUE |  |  |  | Pavi | M&M | Automotive
2852 | Active | SNG218/04 | SNAP GAUGE | 16.500/15.500 | * | * | NA | attribute | OP1007 | OP1007 | M/C SHOP | MSIL Plant | Inhouse-Gauges | 6 MONTH | 2026-03-11 | 2026-09-11 | OK |  | 2026-03-11 |  | Gowri | VST | Automotive
2853 | Active | SNG218/02 | SNAP GAUGE | 16.500/15.500 | * | * | NA | attribute | OP1007 | OP1007 | ASSY | MSIL Plant | Inhouse-Gauges | 6 MONTH | 2026-03-11 | 2026-09-11 | OK |  |  |  | Gowri | VST | Automotive
2854 | STOCK | SNG238/01 | SNAP GAUGE | 14.100/13.900 | * | * | NA | attribute | OP1004M | OP1004M | ASSY | MSIL Plant | Inhouse-Gauges | 6 MONTH |  |  | NO PLAN |  |  |  | Gowri | MSIL | Automotive
2855 | Active | SNG285/02 | SNAP GAUGE | 9.800/10.200 | * | * | NA | attribute | WPA939 | WP939 | M/C SHOP | M&M Plant | Inhouse-Gauges | 6 MONTH | 2025-12-26 | 2026-06-26 | OK |  | 2025-12-26 |  | Pavi | M&M | Automotive
2856 | Active | SNG367/4 | SNAP GAUGE | 9.800/10.200 | * | * | NA | attribute | OP1007 | OP1007 | M/C SHOP | MSIL Plant | Inhouse-Gauges | 6 MONTH | 2026-03-11 | 2026-09-11 | OK |  |  |  | Gowri | VST | Automotive
2857 | Active | SNG370/03 | SNAP GAUGE | 14.200/13.800 | * | * | NA | attribute | WPA981 | WPA981 | M/C SHOP | Ford | Inhouse-Gauges | 6 MONTH | 2026-05-13 | 2026-11-13 | OK |  | 2025-11-13 |  | Pavi | Ford | Automotive
2858 | Active | SNG485/1 | SNAP GAUGE | 83.988/83.940 | * | * | NA | attribute | WPA887 | WPA887 | M&M | M&M Plant | Inhouse-Gauges | 1 MONTH | 2026-05-05 | 2026-06-05 | OK |  | 2026-03-05 |  | Pavi | M&M | Automotive
2859 | Active | SNG583/01 | SNAP GAUGE | 52.500/51.800 | * | * | NA | attribute | IFC895M1BS6 | IFC895M1BS6 | M&M AL M/C SHOP | M&M Plant | Inhouse-Gauges | 6 MONTH |  |  | NO PLAN |  |  |  | Pavi | M&M | Automotive
2860 | Active | SNG615/08 | SNAP GAUGE | 101.964/101.929 | * | * | NA | attribute | WPA939 | WP939 | ASSY | M&M Plant | Inhouse-Gauges | 1 MONTH | 2026-04-12 | 2026-05-12 | OVER DUE |  |  |  | Pavi | M&M | Automotive
2861 | Active | SNG615/09 | SNAP GAUGE | 101.964/101.929 | * | * | NA | attribute | WPA939 | WP939 | ASSY | M&M Plant | Inhouse-Gauges | 1 MONTH | 2026-04-01 | 2026-05-01 | OVER DUE |  |  |  | Pavi | M&M | Automotive
2862 | Active | SNG615/10 | SNAP GAUGE | 101.964/101.929 | * | * | NA | attribute | WPA939 | WP939 | ASSY | M&M Plant | Inhouse-Gauges | 1 MONTH | 2026-04-28 | 2026-05-28 | OK |  |  |  | Pavi | M&M | Automotive
2865 | Active | SNG942/01 | SNAP GAUGE | 31.970/31.924 | * | * | NA | attribute | WPA1017 | WPA1017 | ASSY | M&M Plant | Inhouse-Gauges | 1 MONTH | 2026-04-07 | 2026-05-07 | OVER DUE |  |  |  | Pavi | M&M | Automotive
2866 | Active | SNG946/02 | SNAP GAUGE | 48.500/47.500 | * | * | NA | attribute | WPA1048 | WPA1048 | ASSY | MSIL Plant | Inhouse-Gauges | 6 MONTH | 2026-04-15 | 2026-10-15 | OK |  |  |  | Gowri | Force Motor | Automotive
2867 | Active | SNG949/01 | SNAP GAUGE | 18.200/17.800 | * | * | NA | attribute | WPA1048 | WPA1048 | ASSY | MSIL Plant | Inhouse-Gauges | 6 MONTH | 2026-04-15 | 2026-10-15 | OK |  |  |  | Gowri | Force Motor | Automotive
2868 | Active | SNG952/01 | SNAP GAUGE | 48.500/47.500 | * | * | NA | attribute | WPA1048 | WPA1048 | ASSY | MSIL Plant | Inhouse-Gauges | 6 MONTH | 2026-04-15 | 2026-10-15 | OK |  |  |  | Gowri | Force Motor | Automotive
2869 | Active | SNG953/01 | SNAP GAUGE | 20.400/20.000 | * | * | NA | attribute | WPA1048 | WPA1048 | ASSY | MSIL Plant | Inhouse-Gauges | 6 MONTH | 2026-04-15 | 2026-10-15 | OK |  |  |  | Gowri | Force Motor | Automotive
2870 | Active | SNG956/01 | SNAP GAUGE | 21.200/20.800 | * | * | NA | attribute | WPA1048 | WPA1048 | ASSY | MSIL Plant | Inhouse-Gauges | 6 MONTH | 2026-04-15 | 2026-10-15 | OK |  |  |  | Gowri | Force Motor | Automotive
2871 | Active | SNG957/01 | SNAP GAUGE | 22.500/21.500 | * | * | NA | attribute | IFC895M1 | IFC895M1M1 | ASSY | M&M Plant | Inhouse-Gauges | 6 MONTH | 2025-11-09 | 2026-05-09 | OVER DUE |  |  |  | Pavi | M&M | Automotive
2872 | Active | SNG960/01 | SNAP GAUGE | 39.578/39.400 | * | * | NA | attribute | WPA1035 | WPA1035 | MC SHOP | MSIL PLANT | Inhouse-Gauges | 1 MONTH | 2026-05-02 | 2026-06-02 | OK |  |  |  | Gowri | VECV | Automotive
2873 | Active | SNG961/01 | SNAP GAUGE | 88.964/88.929 | * | * | NA | attribute | WPA1035 | WPA1035 | MC SHOP | MSIL PLANT | Inhouse-Gauges | 1 MONTH | 2026-05-02 | 2026-06-02 | OK |  | 2026-05-02 |  | Gowri | VECV | Automotive
2874 | Active | SNG962/01 | SNAP GAUGE | 88.074/87.90 | * | * | NA | attribute | WPA1035 | WPA1035 | MC SHOP | MSIL PLANT | Inhouse-Gauges | 1 MONTH | 2026-05-02 | 2026-06-02 | OK |  | 2026-05-02 |  | Gowri | VECV | Automotive
2875 | Active | SNG963/01 | SNAP GAUGE | 10.200/9.800 | * | * | NA | attribute | WPA1035 | WPA1035 | MC SHOP | MSIL PLANT | Inhouse-Gauges | 6 MONTH | 2026-01-02 | 2026-07-02 | OK |  | 2026-01-02 |  | Gowri | VECV-2026 | Automotive
2876 | Non Active | SNG964/01 | SNAP GAUGE | 36.200/37.800 | * | * | NA | attribute | WPA939 | WPA939 | MC SHOP | M&M Plant | Inhouse-Gauges | 6 MONTH | 2026-02-11 | 2026-08-11 | OK |  |  |  | Pavi | M&M | Automotive
2877 | Active | SNG966/01 | SNAP GAUGE | 88.964/88.929 |  | SLSE |  |  | WPA1035 | WPA1035 | ASSY | MSIL Plant | Inhouse-Gauges | 1 MONTH | 2026-05-11 | 2026-06-11 | OK |  | 2026-02-11 |  | Gowri | VECV | Automotive
2878 | Active | SNG967/01 | SNAP GAUGE | 12.300/12.000 |  | SLSE |  |  | OP1035 | OP1035 | ASSY | MSIL Plant | Inhouse-Gauges | 6 MONTH | 2026-03-19 | 2026-09-19 | OK |  | 2026-03-19 |  | Gowri | VECV-2026 | Automotive
2879 | Active | SNG968/01 | SNAP GAUGE | 12.268/12.000 |  | SLSE |  |  | OP1035 | OP1035 | ASSY | MSIL Plant | Inhouse-Gauges | 6 MONTH | 2026-03-19 | 2026-09-19 | OK |  | 2026-03-19 |  | Gowri | VECV-2026 | Automotive
2880 | Active | SNG969/01 | SNAP GAUGE | 9.900/10.100 |  | SSI |  |  | DAIKIN | DAIKIN | DAIKIN | DAIKIN | Inhouse-Gauges | 6 MONTH | 2026-03-26 | 2026-09-26 | OK |  | 2026-03-26 |  | Pavi | DAIKIN | Automotive
2881 |  | SNG970/01 | SNAP GAUGE | 43.20/42.80 | * | * | NA | attribute | [8 empty] | NO PLAN |  |  |  | Gowri
2882 |  | SNG971/01 | SNAP GAUGE | 68.20/67.80 | * | * | NA | attribute | [8 empty] | NO PLAN |  |  |  | Gowri
2883 | Active | SNS 202/02 | SNAP GAUGE | 8.20/7.80 | * | * | NA | attribute | OP 723 | OP 723 |  |  |  | 6 MONTH | 2025-12-03 | 2026-06-03 | OK |  | 2025-12-03 |  | Gowri
2884 | Service | SP001 | SURFACE PLATE | 1000X630 | * | * | NA | Cast Iron |  |  | ASSY LINE I | MSIL Plant | Inhouse-Instruments | 6 MONTH | 2025-11-12 | 2026-05-12 | OVER DUE |  |  | Manivannan.C | Gowri | MSIL | Automotive
2885 | Service | SP010 | SURFACE PLATE | 1000X1000 | * | * | NA |  | OP1023 | OP1023 | M&M | M&M Plant | Inhouse-Instruments | 24 MONTH | 2024-09-30 | 2026-09-30 | OK |  |  | Manivannan.C | Pavi | Kohler | Automotive
2886 | Service | SP021 | SURFACE PLATE | 150X200 | * | * | NA | Cast Iron | WPA586 | WPA586 | ASSY | MSIL Plant | Inhouse-Instruments | 6 MONTH | 2025-11-18 | 2026-05-18 | DUE SOON |  |  | Manivannan.C | Gowri | MSIL | Automotive
2887 | Service | SP022 | SURFACE PLATE | FLATNESS | 686/1208 | BAKER |  | Cast Iron | OP877 | OP877 | ASSY | MSIL Plant | Inhouse-Instruments | 6 MONTH | 2025-12-09 | 2026-06-09 | OK |  |  | Manivannan.C | Gowri | MSIL | Automotive
2888 | Active | SP026 | SURFACE PLATE | 300X300 | * | * | NA | Cast Iron | SQA | SQA | SQA | SQA | Inhouse-Instruments | 12 MONTH | 2025-09-30 | 2026-09-29 | OK |  |  | Manivannan.C | Pavi |  | Automotive
2889 | Service | SP033 | SURFACE PLATE | 300X300 | * | * | NA | attribute | WPA114/WPA970 | WP114/WP970 | ASSY | MSIL Plant | Inhouse-Instruments | 12 MONTH | 2025-09-30 | 2026-09-29 | OK |  |  | Manivannan.C | Gowri | TML | Automotive
2890 | Service | SP036 | SURFACE PLATE | 300X300 | * | * | NA |  | OP906 | OP906 | ASSY | MSIL Plant | Inhouse-Instruments | 12 MONTH | 2025-09-30 | 2026-09-29 | OK |  |  | Manivannan.C | Gowri | MSIL | Automotive
2891 | Service | SP038 | SURFACE PLATE | 300X300 | * | * | NA |  | OP906 | OP906 | ASSY | MSIL Plant | Inhouse-Instruments | 12 MONTH | 2025-09-30 | 2026-09-29 | OK |  |  | Manivannan.C | Gowri | MSIL | Automotive
2892 | Active | SP039 | SURFACE PLATE | * | * | * | NA | attribute | WPA827 | WPA827 | MSIL WP ASSY | MSIL Plant | Inhouse-Instruments | 6 MONTH | 2025-12-25 | 2026-06-25 | OK |  |  | Manivannan.C | Gowri | MSIL | Automotive
2893 | Service | SP040 | SURFACE PLATE | FLATNESS GAUGE | * | * | NA |  | WPA827 | WP827 | ASSY-01 | SQA | Inhouse-Instruments | 6 MONTH | 2025-12-27 | 2026-06-27 | OK |  |  | Manivannan.C | Pavi |  | Automotive
2894 | Active | SP041 | SURFACE PLATE | * | * | * | NA | attribute | OP877 | OP877 | OTHERS OP ASSY-01 | M&M Plant | Inhouse-Instruments | 6 MONTH | 2026-02-24 | 2026-08-24 | OK |  |  | Manivannan.C | Pavi | M&M | Automotive
2895 | Service | SP042 | SURFACE PLATE | 300MM | * | * | NA |  | WPA586M | WPA586M | ASSY | MSIL Plant | Inhouse-Instruments | 6 MONTH | 2025-10-26 | 2026-04-26 | OVER DUE |  |  | Manivannan.C | Gowri | MSIL | Automotive
2896 | Service | SP053 | SURFACE PLATE | FLATNESS GAUGE | 648/1021 | BAKER |  | Cast Iron | * | * | M&M SQA | SQA | Inhouse-Instruments | 6 MONTH | 2026-03-09 | 2026-09-09 | OK |  |  | Manivannan.C | Pavi |  | Automotive
2897 | Service | SP054 | SURFACE PLATE | 300X300 | * | * | NA | Cast Iron | OP986 | OP986 | ASSY-01 | MSIL Plant | Inhouse-Instruments | 12 MONTH | 2025-10-30 | 2026-10-30 | OK |  |  | Manivannan.C | Gowri | MSIL | Automotive
2898 | Active | SP058 | SURFACE PLATE | 300X300 | * | * | NA | Cast Iron | OP761 | OP761 | ASSY | MSIL Plant | Inhouse-Instruments | 6 MONTH | 2025-10-25 | 2026-04-25 | OVER DUE |  |  | Manivannan.C | Gowri | TML | Automotive
2899 | Service | SP059 | SURFACE PLATE | 300X300 | * | * | NA |  | OP1023 | OP1023 | ASSY | M&M Plant | Inhouse-Instruments | 24 MONTH | 2024-10-12 | 2026-10-12 | OK |  |  | Manivannan.C | Pavi | Kohler | Automotive
2900 | Service | SP065 | SURFACE PLATE | 400X300 | * | * | NA | Cast Iron | OP806 | OP806 | ASSY-01 | MSIL Plant | Inhouse-Instruments | 6 MONTH | 2025-11-18 | 2026-05-18 | DUE SOON |  |  | Manivannan.C | Gowri | MSIL | Automotive
2901 | Active | SP066 | SURFACE PLATE | 200MM | * | * | NA | attribute | OP1022 | OP1022 | ASSY-01 | MSIL Plant | Inhouse-Instruments | 6 MONTH | 2025-12-06 | 2026-06-06 | OK |  |  | Manivannan.C | Gowri | TATA Cummins | Automotive
2902 | Active | SP068 | SURFACE PLATE | MATCH WITH INNER &OUTER GEAR | * | * | NA | attribute | OP854 | OP854 | TML OP ASSY-01 | MSIL Plant | Inhouse-Instruments | 6 MONTH | 2025-12-29 | 2026-06-29 | OK |  |  | Manivannan.C | Gowri | MSIL | Automotive
2903 | Active | SP070 | SURFACE PLATE | FLATNESS GAUGE | * | * | NA |  | WPA723N | WPA723N | ASSY-01 | MSIL Plant | Inhouse-Instruments | 6 MONTH | 2025-12-27 | 2026-06-27 | OK |  |  | Manivannan.C | Gowri | TML | Automotive
2904 | STOCK | SPG0054/01 | SPECIAL GAUGE | MILLING HEIGHT | * | * | NA | attribute | IFC794M | IFC794M | TML OP ASSY-01 | MSIL Plant | Inhouse-Gauges | 6 MONTH |  |  | NO PLAN |  |  |  | Gowri | MSIL | Automotive
2905 | REJECTED | SPG006/03 | SPECIAL GAUGE | ZONE FLATSS | * | * | NA | attribute | OP989 | OP989 | ASSY | M&M Plant | Inhouse-Gauges | 6 MONTH | 2026-02-13 | 2026-08-13 | OK |  |  |  | Pavi | M&M | Automotive
2906 | Active | SPG017/13 | SPECIAL GAUGE | M.H Position & Impeller Height | * | * | NA | attribute | WPA85M | WPA85M | MSIL WP ASSY | MSIL Plant | Inhouse-Gauges | 6 MONTH | 2026-01-02 | 2026-07-02 | OK |  |  |  | Gowri | MSIL | Automotive
2907 | Active | SPG021/04 | SPECIAL GAUGE | PCD GAUGE | * | * | NA | attribute | COMMON | COMMON | RECEIVING INS | SQA | Inhouse-Gauges | 6 MONTH | 2025-12-27 | 2026-06-27 | OK |  |  |  | Pavi |  | Automotive
2908 | Active | SPG022/01 | SPECIAL GAUGE | FLATNESS CHECKING | * | * | NA | attribute | WPA586M | WPA586M | MSIL WP ASSY | MSIL Plant | Inhouse-Gauges | 6 MONTH | 2025-12-09 | 2026-06-09 | OK |  |  |  | Gowri | MSIL | Automotive
2909 | Active | SPG026/03 | SPECIAL GAUGE | M.H POSITION GAUGE | * | * | NA | attribute | WPA586M | WPA586M | MSIL WP M/C SHOP | MSIL Plant | Inhouse-Gauges | 6 MONTH | 2025-12-09 | 2026-06-09 | OK |  |  |  | Gowri | MSIL | Automotive
2910 | Active | SPG055/01 | SPECIAL GAUGE | PCD POSITION GAUGE | * | * | NA | attribute | WPA114 | WPA114 | RECEIVING INS | SQA | Inhouse-Gauges | 3 MONTH | 2026-02-08 | 2026-05-08 | OVER DUE |  |  |  | Pavi |  | Automotive
2911 | Active | SPG055/02 | SPECIAL GAUGE | PCD POSITION GAUGE | * | * | NA | attribute | WPA827 | WPA827 | SQA | SQA | Inhouse-Gauges | 3 MONTH | 2026-02-08 | 2026-05-08 | OVER DUE |  |  |  | Pavi |  | Automotive
2912 | Active | SPG065/1 | SPECIAL GAUGE | PCD50.8 | * | * | NA | attribute | WPA44 | WPA44 | ASSY | M&M Plant | Inhouse-Gauges | 6 MONTH | 2025-10-23 | 2026-04-23 | OVER DUE |  |  |  | Pavi | M&M | Automotive
2913 | Active | SPG065/2 | SPECIAL GAUGE | PCD50.8 | * | * | NA | attribute | WPA44 | WPA44 | ASSY | M&M Plant | Inhouse-Gauges | 6 MONTH | 2025-10-23 | 2026-04-23 | OVER DUE |  |  |  | Pavi | M&M | Automotive
2914 | Active | SPG070/04 | SPECIAL GAUGE | 0.01 OIL SUMP HEIGHT | * | * | NA | attribute | OP986 | OP986 | MSIL OP ASSY | MSIL Plant | Inhouse-Gauges | 6 MONTH | 2025-12-27 | 2026-06-27 | OK |  |  |  | Gowri | MSIL | Automotive
2915 | Active | SPG076/04 | SPECIAL GAUGE | 0.01 SUMP FACE HEIGHT | * | * | NA | attribute | OP1035 | OP1035 |  | MSIL Plant | Inhouse-Gauges | 6 MONTH |  |  | NO PLAN |  |  |  | Gowri | VECV | Automotive
2916 | Active | SPG086/5 | SPECIAL GAUGE | 2.100/1.900 | * | * | NA | attribute | WPA939 | WPA939 | CI M/C SHOP | M&M Plant | Inhouse-Gauges | 6 MONTH | 2025-11-05 | 2026-05-05 | OVER DUE |  |  |  | Pavi | M&M | Automotive
2917 | Active | SPG1000/01 | SPECIAL GAUGE | BODY SPIGOT HEIGHT 7.0 | * | * | NA | attribute | WPA1042 | WPA1042 |  | MSIL Plant | Inhouse-Gauges | 6 MONTH | 2026-04-04 | 2026-10-04 | OK |  |  |  | Gowri | MSIL | Automotive
2918 | Active | SPG1000/01 | SPECIAL GAUGE | COVER INLET POISITION GAUGE | * | * | NA | attribute | WPA1048 | WPA1048 | force motor | MSIL Plant | Inhouse-Gauges | 6 MONTH | 2025-10-15 | 2026-04-15 | OVER DUE |  |  |  | Gowri | MSIL | Automotive
2919 | Active | SPG1000/01 | SPECIAL GAUGE | POSITION GAUGE | * | * | NA | attribute | WPA970PK | WPA970PK | TML WP ASSY-01 | MSIL Plant | Inhouse-Gauges | 6 MONTH | 2025-12-27 | 2026-06-27 | OK |  |  |  | Gowri | MSIL | Automotive
2920 | Active | SPG1000/01 | SPECIAL GAUGE | Cover flatness gauge | * | * | NA | attribute | op772 | op772 | SQA | M&M Plant | Inhouse-Gauges | 6 MONTH | 2025-10-18 | 2026-04-18 | OVER DUE |  |  |  | Pavi | M&M | Automotive
2921 | Active | SPG1001/01 | SPECIAL GAUGE | IMPELLER HEIGHT GAUGE | * | * | NA | attribute | WPA1042 | WPA1042 |  | MSIL Plant | Inhouse-Gauges | 6 MONTH | 2026-04-04 | 2026-10-04 | OK |  |  |  | Gowri | MSIL | Automotive
2922 | STOCK | SPG1002/01 | SPECIAL GAUGE | TOP BLACK DEPTH | * | * | NA | attribute | IFC794M | IFC794M | TML OP ASSY-01 | MSIL Plant | Inhouse-Gauges | 6 MONTH | 2025-11-12 | 2026-05-12 | OVER DUE |  |  |  | Gowri | MSIL | Automotive
2923 | Active | SPG1003/03 | SPECIAL GAUGE | OCV DISTANCE | * | * | NA | attribute | OP1010 | OP1010 | MSIL M/C SHOP | MSIL Plant | Inhouse-Gauges | 6 MONTH | 2025-09-28 | 2026-03-28 | OVER DUE |  |  |  | Gowri | MSIL | Automotive
2924 | Active | SPG1005/01 | SPECIAL GAUGE | SENSOR PITCH DISTANCE GAUGEØ22 | * | * | NA | attribute | OP898 | OP898 | M/C SHOP | GM | Inhouse-Gauges | 6 MONTH | 2025-10-29 | 2026-04-29 | OVER DUE |  |  |  | Pavi | GM | Automotive
2925 | Active | SPG1006/01 | SPECIAL GAUGE | SPECIAL GAUGE (MILLING HEIGHT) | * | * | NA | attribute | OP1001 | OP1001 | OTHERS OP ASSY-01 | MSIL Plant | Inhouse-Gauges | 6 MONTH | 2025-11-10 | 2026-05-10 | OVER DUE |  |  |  | Gowri | MSIL | Automotive
2926 | Active | SPG1007/01 | SPECIAL GAUGE | POSITION GAUGE | * | * | NA | attribute | OP1001 | OP1001 | OTHERS OP ASSY-01 | MSIL Plant | Inhouse-Gauges | 6 MONTH | 2025-11-10 | 2026-05-10 | OVER DUE |  |  |  | Gowri | MSIL | Automotive
2927 | Active | SPG1008/01 | SPECIAL GAUGE | POSITION GAUGE | * | * | NA | attribute | OP1004M | OP1004M | SUPPLIER END | MSIL Plant | Inhouse-Gauges | 6 MONTH | 2025-11-10 | 2026-05-10 | OVER DUE |  |  |  | Gowri | MSIL | Automotive
2928 | Active | SPG1015/08 | SPECIAL GAUGE | ROTOR DEPTH GAUGE(10.9) | * | * | NA | attribute | OP1022 | OP1022 | ASSY | MSIL Plant | Inhouse-Gauges | 6 MONTH | 2026-02-24 | 2026-08-24 | OK |  |  |  | Gowri | TATA Cummins | Automotive
2929 | Active | SPG1022/02 | SPECIAL GAUGE | Seal working height gauge | * | * | NA | attribute | WPA1022 | WPA1022 | ASSY | MSIL Plant | Inhouse-Gauges | 6 MONTH | 2025-12-17 | 2026-06-17 | OK |  |  |  | Gowri | TATA Cummins | Automotive
2930 | Active | SPG1023/03 | SPECIAL GAUGE | Impeller height gauge | * | * | NA | attribute | WPA1022 | WPA1022 | ASSY | MSIL Plant | Inhouse-Gauges | 6 MONTH | 2025-12-17 | 2026-06-17 | OK |  |  |  | Gowri | TATA Cummins | Automotive
2931 | Active | SPG1025/01 | SPECIAL GAUGE | POSITION GAUGE | * | * | NA | attribute | OP1022 | OP1022 | ASSY-1 | MSIL Plant | Inhouse-Gauges | 6 MONTH | 2026-02-24 | 2026-08-24 | OK |  |  |  | Gowri | TATA Cummins | Automotive
2932 | Active | SPG1026/01 | special gauge | POSITION GAUGE | * | * | NA | attribute | WPA1022 | WPA1022 | assy | SQA | Inhouse-Gauges | 12 MONTH | 2025-05-30 | 2026-05-30 | OK |  |  |  | Pavi |  | Automotive
2933 | Active | SPG1028/01 | SPECIAL GAUGE | SUMPFACE HEIGHT GAUGE | * | * | NA | attribute | OP1022 | OP1022 | ASSY | MSIL Plant | Inhouse-Gauges | 12 MONTH | 2025-12-07 | 2026-12-07 | OK |  |  |  | Gowri | TATA Cummins | Automotive
2934 | Active | SPG1028/02 | SPECIAL GAUGE | MULTI GAUGE POSITION | * | * | NA | attribute | OP1022 | OP1022 | ASSY | MSIL Plant | Inhouse-Gauges | 12 MONTH | 2025-12-07 | 2026-12-07 | OK |  |  |  | Gowri | TATA Cummins | Automotive
2935 | Active | SPG1030/01 | SPECIAL GAUGE | Impeller height gauge | * | * | NA | attribute | WPA827 | WPA827 | MSIL ASSY | MSIL Plant | Inhouse-Gauges | 3 MONTH | 2026-03-21 | 2026-06-21 | OK |  |  |  | Gowri | MSIL | Automotive
2936 | Active | SPG1034/01 | SPECIAL GAUGE | MH&Position gauge | * | * | NA | attribute | WPA1023 | WP1023 | M/C | M&M Plant | Inhouse-Gauges | 6 MONTH | 2025-11-27 | 2026-05-27 | OK |  |  |  | Pavi | M&M | Automotive
2937 | Active | SPG1036/01 | SPECIAL GAUGE | POSITION GAUGE | * | * | NA | attribute | OP1023 | OP1023 | M/C | M&M Plant | Inhouse-Gauges | 6 MONTH | 2026-01-29 | 2026-07-29 | OK |  |  |  | Pavi | Kohler | Automotive
2938 | Active | SPG1037/02 | SPECIAL GAUGE | PCD HUB | * | * | NA | attribute | WPA1026 | WPA1026 | ASSY | M&M Plant | Inhouse-Gauges | 3 MONTH | 2026-01-18 | 2026-04-18 | OVER DUE |  |  |  | Pavi | M&M | Automotive
2939 | Active | SPG1040/01 | SPECIAL GAUGE | PCD POSITION GAUGE DIA 52.4 | * | * | NA | attribute | WPA1020 | WP1020 | WP1020 M/C | MSIL Plant | Inhouse-Gauges | 6 MONTH | 2025-12-13 | 2026-06-13 | OK |  |  |  | Gowri | Yanmar | Non Automotive
2940 | Active | SPG1042/01 | SPECIAL GAUGE | MH POSITION GAUGE | * | * | NA | attribute | WPA1020 | WP1020 | WP1020 M/C | MSIL Plant | Inhouse-Gauges | 6 MONTH | 2025-12-13 | 2026-06-13 | OK |  |  |  | Gowri | Yanmar | Non Automotive
2941 | Active | SPG1043/01 | SPECIAL GAUGE | Impeller height gauge | * | * | NA | attribute | WPA1020 | WP1020 | GM TOP | MSIL Plant | Inhouse-Gauges | 6 MONTH | 2026-12-13 | 2026-06-13 | OK |  |  |  | Gowri | MSIL | Automotive
2942 | Active | SPG1044/01 | SPECIAL GAUGE | Hub Pcd Gauge | * | * | NA | attribute | WPA1026M | WP1026M | ASSY | M&M Plant | Inhouse-Gauges | 6 MONTH | 2025-11-15 | 2026-05-15 | DUE SOON |  |  |  | Pavi | M&M | Automotive
2943 | Active | SPG1044/02 | SPECIAL GAUGE | Hub Pcd Gauge | * | * | NA | attribute | WPA1026 | WP1026 | ASSY | M&M Plant | Inhouse-Gauges | 6 MONTH | 2025-11-15 | 2026-05-15 | DUE SOON |  |  |  | Pavi | M&M | Automotive
2944 | Active | SPG1045/01 | SPECIAL GAUGE | Gear Checkin gauge | * | * | NA | attribute | OP996 | op996 | ASSY | M&M Plant | Inhouse-Gauges | 6 MONTH | 2025-11-20 | 2026-05-20 | DUE SOON |  |  |  | Pavi | M&M | Automotive
2945 | Active | SPG1047/01 | SPECIAL GAUGE | TOTAL HIGHT GAUGE | * | * | NA | attribute | WPA895 | WP895 | M&M | M&M Plant | Inhouse-Gauges | 6 MONTH | 2025-11-25 | 2026-05-25 | OK |  |  |  | Pavi | M&M | Automotive
2946 | Active | SPG1048/01 | SPECIAL GAUGE | PITCH GAUGE | * | * | NA | attribute | YNC | YNC | YNC M/C SHOP | MSIL Plant | Inhouse-Gauges | 6 MONTH | 2026-01-18 | 2026-07-18 | OK |  |  |  | Gowri | MSIL | Automotive
2947 | Active | SPG1052/01 | SPECIAL GAUGE | DAIL DEPTH GAUGE | * | * | NA | attribute | WPA938 | WP938 | RECIVING INS | SQA | Inhouse-Gauges | 6 MONTH | 2026-02-14 | 2026-08-14 | OK |  |  |  | Pavi |  | Automotive
2948 | Active | SPG1053/01 | SPECIAL GAUGE | MH POSITION GAUGE | * | * | NA | attribute | IFC977M2 | IFC977M2 | ASSY | M&M Plant | Inhouse-Gauges | 6 MONTH | 2026-03-02 | 2026-09-02 | OK |  |  |  | Pavi | M&M | Automotive
2949 | Active | SPG1055/01 | SPECIAL GAUGE | SUMP FACE HEIGHT | * | * | NA | attribute | IFC977M2 | IFC977M2 | ASSY | M&M Plant | Inhouse-Gauges | 6 MONTH | 2026-03-09 | 2026-09-09 | OK |  |  |  | Pavi | M&M | Automotive
2950 | Active | SPG1056/01 | SPECIAL GAUGE | Gauge heightØ60.00/11.90 |  | RBC |  |  | WPA1048 | WPA1048 | SQA | SQA | Inhouse-Gauges | 6 MONTH | 2025-10-21 | 2026-04-21 | OVER DUE |  |  |  | Pavi | FORCE MOTOR | Automotive
2951 | Active | SPG1057/01 | SPECIAL GAUGE | Gauge heightØ60.00/11.90 |  | RBC |  |  | WPA1048 | WPA1048 | SQA | SQA | Inhouse-Gauges | 6 MONTH | 2025-10-21 | 2026-04-21 | OVER DUE |  |  |  | Pavi | FORCE MOTOR | Automotive
2952 | Active | SPG1063/01 | SPECIAL GAUGE | 54 PCD PULLLEY |  | RBC |  | WPP1056.04 PULLEY | WPA1056 | WPP1056.02 | SQA | SQA | Inhouse-Gauges | 6 MONTH | 2025-11-10 | 2026-05-10 | OVER DUE |  |  |  | Pavi | M&M | Automotive
2953 | Active | SPG1067/01 | SPECIAL GAUGE | POSITION GAUGE 54.3 |  | RBC |  |  | OP1035 | OP1035 | ASSY | MSIL Plant | Inhouse-Gauges | 6 MONTH | 2026-03-09 | 2026-09-09 | OK |  |  |  | Gowri | VECV | Automotive
2954 | Active | SPG115/04 | SPECIAL GAUGE | spl gauge | * | * | NA | attribute | OP427 | OP427 | MSIL OP M/C SHOP | MSIL Plant | Inhouse-Gauges | 6 MONTH | 2025-12-05 | 2026-06-05 | OK |  |  |  | Gowri | MSIL | Automotive
2955 | Active | SPG123/02 | SPECIAL GAUGE | 1.75 | * | * | NA | attribute | WPA827 | WPA827 | ASSY | MSIL Plant | Inhouse-Gauges | 2 MONTH | 2026-03-02 | 2026-05-02 | OVER DUE |  |  |  | Gowri | MSIL | Automotive
2956 | Active | SPG132/02 | SPECIAL GAUGE | IMPELLER OD | * | * | NA | attribute | WPA468M | WPA468M | RECEIVING INS | SQA | Inhouse-Gauges | 12 MONTH | 2026-04-06 | 2027-04-06 | OK |  |  |  | Pavi |  | Automotive
2957 | Active | SPG132/03 | SPECIAL GAUGE |  | * | * | NA | attribute | WPA85M | WPA85M | RECEIVING INS | SQA | Inhouse-Gauges | 12 MONTH | 2025-04-06 | 2027-04-06 | OK |  |  |  | Pavi |  | Automotive
2958 | Active | SPG133/02 | SPECIAL GAUGE | FLATNESS | * | * | NA | attribute | OP877 | OP877 | OTHERS OP ASSY-01 | MSIL Plant | Inhouse-Gauges | 6 MONTH | 2025-09-19 | 2026-03-19 | OVER DUE |  |  |  | Gowri | MSIL | Automotive
2959 | Active | SPG134/03 | SPECIAL GAUGE | TOP BLOCK 4.60 MM | * | * | NA | attribute |  |  |  | MSIL Plant | Inhouse-Gauges | 6 MONTH | 2026-03-19 | 2026-09-19 | OK |  |  |  | Gowri | MSIL | Automotive
2960 | Active | SPG141/03 | SPECIAL GAUGE | ROTER BORE DEPTH | * | * | NA | attribute | OP585 | OP585-01 | RECIVING INS | SQA | Inhouse-Gauges | 6 MONTH | 2026-02-09 | 2026-08-09 | OK |  |  |  | Pavi |  | Automotive
2961 | STOCK | SPG165/04 | SPECIAL GAUGE | TOP BLOCK GAUGE | * | * | NA | attribute | WPA887 | WPA887 | M&M | M&M Plant | Inhouse-Gauges | 6 MONTH | 2025-12-02 | 2026-06-02 | OK |  |  |  | Pavi | M&M | Automotive
2962 | Active | SPG171/01 | SPECIAL GAUGE | TOP BLOCK | * | * | NA | attribute | OP1006 | OP1006 | M&M M/C | M&M Plant | Inhouse-Gauges | 6 MONTH | 2026-04-11 | 2026-10-11 | OK |  |  |  | Pavi | M&M | Automotive
2963 | Active | SPG184/08 | SPECIAL GAUGE | ROTOR DEPTH GAUGE | * | * | NA | attribute | OP693 | OP693.01 | M/C SHOP | MSIL Plant | Inhouse-Gauges | 6 MONTH | 2026-02-14 | 2026-08-14 | OK |  |  |  | Gowri | MSIL | Automotive
2964 | Active | SPG194/01 | SPECIAL GAUGE | BLUE SEATING GAUGE | * | * | NA | attribute | WPA853S | WPA853S | RECEIVING INS | SQA | Inhouse-Gauges | 12 MONTH | 2025-04-06 | 2027-04-06 | OK |  |  |  | Pavi |  | Automotive
2965 | Active | SPG199/01 | SPECIAL GAUGE | COVER PLATE FLATNESS | * | * | NA | attribute | OP693 | OP693 | RECEIVING INS | SQA | Inhouse-Gauges | 12 MONTH | 2026-04-07 | 2027-04-07 | OK |  |  |  | Pavi |  | Automotive
2966 | Active | SPG204/03 | SPECIAL GAUGE | TOP BLOCK | * | * | NA | attribute | OP1010 | OP1010 | MSIL M/C SHOP | MSIL Plant | Inhouse-Gauges | 6 MONTH | 2025-12-27 | 2026-06-27 | OK |  |  |  | Gowri | MSIL | Automotive
2967 | Active | SPG204/04 | SPECIAL GAUGE | 38.8±0.02 | * | * | NA | attribute | OP1010 | OP1010 | MSIL ASSY | MSIL Plant | Inhouse-Gauges | 6 MONTH | 2025-10-10 | 2026-04-10 | OVER DUE |  |  |  | Gowri | MSIL | Automotive
2968 | Active | SPG253/01 | SPECIAL GAUGE | M.H & SUMP POSITION | * | * | NA | attribute | OP491 | OP491 | MSIL OP ASSY | MSIL Plant | Inhouse-Gauges | 6 MONTH | 2026-02-23 | 2026-08-23 | OK |  |  |  | Gowri | MSIL | Automotive
2969 | Active | SPG265/01 | SPECIAL GAUGE | 22.000±0.100 | * | * | NA | attribute | OP491 | OP491 | MSIL OP ASSY | MSIL Plant | Inhouse-Gauges | 6 MONTH | 2026-03-01 | 2026-09-01 | OK |  |  |  | Gowri | MSIL | Automotive
2970 | Active | SPG267/01 | SPECIAL GAUGE | FREE ROTATIONGAUGE | * | * | NA | attribute | OP491 | OP491 | MSIL OP ASSY | MSIL Plant | Inhouse-Gauges | 6 MONTH | 2025-12-09 | 2026-06-09 | OK |  |  |  | Gowri | MSIL | Automotive
2971 | Active | SPG267/02 | SPECIAL GAUGE | FREE ROTATIONGAUGE | * | * | NA | attribute | OP491 | OP491 | MSIL OP ASSY | MSIL Plant | Inhouse-Gauges | 6 MONTH | 2025-12-09 | 2026-06-09 | OK |  |  |  | Gowri | MSIL | Automotive
2972 | Active | SPG270/03 | SPECIAL GAUGE | SUMP FACE HEIGHT | * | * | NA | attribute | OP772/890 | OP772/890 | AL ASSEMBLY | M&M Plant | Inhouse-Gauges | 3 MONTH | 2026-02-23 | 2026-05-23 | OK |  |  |  | Pavi | M&M | Automotive
2973 | Active | SPG272/02 | SPECIAL GAUGE | M.H POSITION GAUGE & 0.45 MAX | * | * | NA | attribute | WPA890/772 | WPA890/772 | AL ASSEMBLY | M&M Plant | Inhouse-Gauges | 6 MONTH | 2025-12-01 | 2026-06-01 | OK |  |  |  | Pavi | M&M | Automotive
2974 | Active | SPG272/03 | SPECIAL GAUGE | MOUNTING HOLE POSITION GAUGE | * | * | NA | attribute | WPA890/772 | WPA890/772 | M&M AL M/C SHOP | M&M Plant | Inhouse-Gauges | 6 MONTH | 2025-12-01 | 2026-06-01 | OK |  |  |  | Pavi | M&M | Automotive
2975 | Active | SPG320/02 | SPECIAL GAUGE | 22(MILLING HEIGHT) | * | * | NA | attribute | OP986 | OP986 | MSIL OP M/C SHOP | MSIL Plant | Inhouse-Gauges | 6 MONTH | 2026-03-10 | 2026-09-10 | OK |  |  |  | Gowri | MSIL | Automotive
2976 | Active | SPG333 | SPECIAL GAUGE | MH POSITION GAUGE | * | * | NA | attribute | WPA887 | WPA887 | M&M AL M/C SHOP | M&M Plant | Inhouse-Gauges | 6 MONTH | 2025-12-30 | 2026-06-30 | OK |  |  |  | Pavi | M&M | Automotive
2977 | Active | SPG358/001 | SPECIAL GAUGE | Face height for Pr, Plunger, Outlet, Sensor hol,Inlet position | * | * | NA | attribute | OP898 | OP898 | M/C SHOP | GM | Inhouse-Gauges | 6 MONTH | 2026-03-11 | 2026-09-11 | OK |  |  |  | Pavi | GM | Automotive
2978 | Active | SPG365/001 | SPECIAL GAUGE | POSITION FOR INLET & OUTLET&PR.SWITCH & 5.5,Sensor pr rear side, Outlet | * | * | NA | attribute | OP898 | OP898 | M/C SHOP | GM | Inhouse-Gauges | 6 MONTH | 2025-11-21 | 2026-05-21 | DUE SOON |  |  |  | Pavi | GM | Automotive
2979 | Active | SPG366/01 | SPECIAL GAUGE | 7.8 | * | * | NA | attribute | OP809 | OP809 | RECEIVING INS | SQA | Inhouse-Gauges | 12 MONTH | 2026-04-07 | 2027-05-07 | OK |  |  |  | Pavi |  | Automotive
2980 | Active | SPG373/01 | SPECIAL GAUGE | 10.250/9.806( Gap Gauge) | * | * | NA | attribute | OP898 | OP898 | M/C SHOP | GM | Inhouse-Gauges | 12 MONTH | 2025-05-20 | 2026-05-20 | DUE SOON |  |  |  | Pavi | GM | Automotive
2981 | Active | SPG389/01 | SPECIAL GAUGE | 92.90/93.10 | * | * | NA | attribute | WPA814 | WPA814 | M&M | M&M Plant | Inhouse-Gauges | 6 MONTH | 2026-01-14 | 2026-07-14 | OK |  |  | Pavi | Pavi | M&M | Automotive
2982 | Active | SPG390/01 | SPECIAL GAUGE | CONCENTRICITY WITH CONE ANGLE | * | * | NA | attribute | WPA814 | WPA814 | RECEIVING INS | SQA | Inhouse-Gauges | 6 MONTH | 2025-11-06 | 2026-05-06 | OVER DUE |  |  |  | Pavi |  | Automotive
2983 | Active | SPG415 | SPECIAL GAUGE | PCD GAUGE | * | * | NA | attribute | WPA827 | WPA827 | RECEIVING INS | SQA | Inhouse-Gauges | 6 MONTH | 2026-03-10 | 2026-09-10 | OK |  |  |  | Pavi |  | Automotive
2984 | Active | SPG416/01 | SPECIAL GAUGE | Seal working height gauge | * | * | NA | attribute | WPA1026 | WP1026 | M&M | M&M Plant | Inhouse-Gauges | 6 MONTH | 2026-01-08 | 2026-07-08 | OK |  |  |  | Pavi | M&M | Automotive
2985 | Active | SPG420 | SPECIAL GAUGE | SPECIAL GAUGE | * | * | NA | attribute | IFC794M | IFC794M | TML OP M/C SHOP | MSIL Plant | Inhouse-Gauges | 6 MONTH | 2025-12-01 | 2026-06-01 | OK |  |  |  | Gowri | MSIL | Automotive
2986 | Active | SPG421/01 | SPECIAL GAUGE | M.H POSITION GAUGE | * | * | NA | attribute | IFC794M | IFC794M | RECEIVING INS | SQA | Inhouse-Gauges | 12 MONTH | 2025-04-07 | 2026-04-07 | OVER DUE |  |  |  | Pavi |  | Automotive
2987 | Active | SPG430/01 | SPECIAL GAUGE | Plunger hole Position-4 hole | * | * | NA | attribute | OP772 | OP772 | SQA Inspection | SQA | Inhouse-Gauges | 12 MONTH | 2025-12-05 | 2026-12-05 | OK |  |  |  | Pavi | M&M | Automotive
2988 | Active | SPG445/01 | SPECIAL GAUGE | POSITION GAUGE | * | * | NA | attribute | WPA1042 | WP1042 | ASSY | MSIL Plant | Inhouse-Gauges | 6 MONTH | 2025-11-20 | 2026-05-20 | DUE SOON |  |  |  | Gowri | Kohler | Automotive
2989 | Active | SPG448 | SPECIAL GAUGE | ECCENTRICITY 5.73 GAUGE | * | * | NA | attribute | OP887 | OP887 | M&M | M&M Plant | Inhouse-Gauges | 6 MONTH | 2025-10-25 | 2026-04-25 | OVER DUE |  |  |  | Pavi | M&M | Automotive
2990 | Active | SPG449 | SPECIAL GAUGE | ECCENTRICITY 5.73 GAUGE | * | * | NA | attribute | OP887 | OP887 | M&M | M&M Plant | Inhouse-Gauges | 6 MONTH | 2025-10-25 | 2026-04-25 | OVER DUE |  |  |  | Pavi | M&M | Automotive
2991 | Active | SPG449/01 | SPECIAL GAUGE | POSITION | * | * | NA | attribute | OP856 | OP856 | OTHERS ASSY-01 | MSIL Plant | Inhouse-Gauges | 6 MONTH | 2025-12-12 | 2026-06-12 | OK |  |  |  | Gowri | MSIL | Automotive
2992 | Active | SPG451 | SPECIAL GAUGE | POSITION GAUGE | * | * | NA | attribute | OP887 | OP887 | M&M | M&M Plant | Inhouse-Gauges | 6 MONTH | 2025-10-25 | 2026-04-25 | OVER DUE |  |  |  | Pavi | M&M | Automotive
2993 | Active | SPG468/01 | SPECIAL GAUGE | GROOVE HEIGHT&WIDTH | * | * | NA | attribute | WPA853S | WPA853S | M/C SHOP | Ford | Inhouse-Gauges | 6 MONTH | 2026-03-15 | 2026-09-15 | OK |  |  |  | Pavi | Ford | Automotive
2994 | Active | SPG469/04 | SPECIAL GAUGE | POSITION GAUGE | * | * | NA | attribute | WPA761 | WPA761 | TML ASSY | MSIL Plant | Inhouse-Gauges | 6 MONTH | 2026-03-16 | 2026-09-16 | OK |  |  |  | Gowri | MSIL | Automotive
2995 | Active | SPG483/01 | SPECIAL GAUGE | M.H.POSITION GAUGE | * | * | NA | attribute | OP877 | OP877 | OTHERS OP ASSY-01 | MSIL Plant | Inhouse-Gauges | 6 MONTH | 2026-01-07 | 2026-07-07 | OK |  |  |  | Gowri | MSIL | Automotive
2996 | Active | SPG500 | SPECIAL GAUGE | * | * | * | NA | attribute | IFC794M | IFC794M | TML OP ASSY-01 | MSIL Plant | Inhouse-Gauges | 6 MONTH | 2025-12-15 | 2026-06-15 | OK |  |  |  | Gowri | MSIL | Automotive
2997 | Active | SPG500/01 | SPECIAL GAUGE | POSITION GAUGE | * | * | NA | attribute | OP895 | OP895 | SQA Inspection | SQA | Inhouse-Gauges | 12 MONTH | 2025-04-07 | 2026-04-07 | OVER DUE |  |  |  | Pavi | M&M | Automotive
2998 | Active | SPG504/02 | SPECIAL GAUGE | 1.30/1.44 | * | * | NA | attribute | WPA885 | WPP885 | M&M | M&M Plant | Inhouse-Gauges | 6 MONTH | 2025-11-24 | 2026-05-24 | OK |  |  |  | Pavi | M&M | Automotive
2999 | Active | SPG509/02 | SPECIAL GAUGE | FREE ROTATION GAUGE | * | * | NA | attribute | OP986 | OP986 | MSIL OP M/C SHOP | MSIL Plant | Inhouse-Gauges | 6 MONTH | 2026-04-13 | 2026-10-13 | OK |  |  |  | Gowri | MSIL | Automotive
3000 | Active | SPG510/01 | SPECIAL GAUGE | COVER PLATE POSITION GAUGE | * | * | NA | attribute | OP986 | OP986 | MSIL OP M/C SHOP | MSIL Plant | Inhouse-Gauges | 6 MONTH | 2025-10-20 | 2026-04-20 | OVER DUE |  |  |  | Gowri | MSIL | Automotive
3001 | Active | SPG511-01 | SPECIAL GAUGE | POSITION GAUGE | * | * | NA | attribute | OP986 | OP986 | OP986 | MSIL Plant | Inhouse-Gauges | 6 MONTH | 2025-12-02 | 2026-06-02 | OK |  |  |  | Gowri | MSIL | Automotive
3002 | Active | SPG516 | SPECIAL GAUGE | HUB PCD | * | * | NA | attribute | IFC874 | IFC874 | RECEIVING INS | SQA | Inhouse-Gauges | 6 MONTH | 2026-03-13 | 2026-09-13 | OK |  |  |  | Pavi |  | Automotive
3003 | STOCK | SPG517/01 | SPECIAL GAUGE | COVER POSITION | * | * | NA | attribute | OP874 | OP874 | RECEIVING INS | SQA | Inhouse-Gauges | 12 MONTH | 2026-04-08 | 2027-04-08 | OK |  |  |  | Pavi |  | Automotive
3004 | Active | SPG523 | SPECIAL GAUGE | GROOVER HEIGHT | * | * | NA | attribute | GM TOP | GM TOP | GM BULD WP ASSY | MSIL Plant | Inhouse-Gauges | 6 MONTH | 2025-12-26 | 2026-06-26 | OK |  |  |  | Gowri | MSIL | Automotive
3005 | Active | SPG536/01 | SPECIAL GAUGE | D.H&SUMPFACE HOLE POSITION | * | * | NA | attribute | OP806 | OP806 | OTHERS OP ASSY-01 | MSIL Plant | Inhouse-Gauges | 6 MONTH | 2026-02-09 | 2026-08-09 | OK |  |  |  | Gowri | MSIL | Automotive
3006 | Active | SPG545/02 | SPECIAL GAUGE | POSITION GAUGE | * | * | NA | attribute | OP854 | OP854 | TML OP M/C SHOP | MSIL Plant | Inhouse-Gauges | 6 MONTH | 2026-03-14 | 2026-09-14 | OK |  |  |  | Gowri | MSIL | Automotive
3007 | Active | SPG580/01 | SPECIAL GAUGE | 0.200/0.500 | * | * | NA | attribute | WPA949 | WPA949 | CI ASSY-01 | M&M Plant | Inhouse-Gauges | 6 MONTH | 2025-11-01 | 2026-05-01 | OVER DUE |  |  |  | Pavi | M&M | Automotive
3008 | Active | SPG582/01 | SPECIAL GAUGE | ROTOR BORE DEPTH 14.00(+0.035/+0.055) |  | SLSE |  |  | OP1035 | OP1035 | M/C SHOP | MSIL Plant | Inhouse-Gauges | 6 MONTH | 2026-05-01 | 2026-11-01 | OK |  |  |  | Gowri | VECV-2026 | Automotive
3009 | Active | SPG626/01 | SPECIAL GAUGE | COVER PLATE FLATNESS | * | * | NA | attribute | OP906 | OP906 | RECEIVING INS | SQA | Inhouse-Gauges | 12 MONTH | 2026-04-08 | 2027-04-08 | OK |  |  |  | Pavi |  | Automotive
3010 | Active | SPG628/02 | SPECIAL GAUGE | M.H & SUMP POSITION | * | * | NA | attribute | OP806 | OP806 | TML OP ASSY-01 | MSIL Plant | Inhouse-Gauges | 6 MONTH | 2025-12-16 | 2026-06-16 | OK |  |  |  | Gowri | MSIL | Automotive
3011 | Active | SPG629/01 | SPECIAL GAUGE | TOP BLOCK | * | * | NA | attribute | WPA890/772 | WPA890/772 | AL ASSEMBLY | M&M Plant | Inhouse-Gauges | 6 MONTH |  |  | NO PLAN |  |  |  | Pavi | M&M | Automotive
3012 | Active | SPG630/1 | SPECIAL GAUGE | 52º | * | * | NA | attribute | M&M | M&M | M&M | M&M Plant | Inhouse-Gauges | 6 MONTH | 2026-01-13 | 2026-07-13 | OK |  |  |  | Pavi | M&M | Automotive
3013 | STOCK | SPG632/01 | SPECIAL GAUGE | SUMPFACE HEIGHT | * | * | NA | attribute | OP491 | OP491 | ASSY | MSIL Plant | Inhouse-Gauges | 6 MONTH | 2025-09-21 | 2026-03-21 | OVER DUE |  |  |  | Gowri | MSIL | Automotive
3014 | Active | SPG637/02 | SPECIAL GAUGE | COVER PLATE THICKNESS GAUGE | * | * | NA | attribute | OP906 | OP906 | TML OP ASSY-01 | MSIL Plant | Inhouse-Gauges | 6 MONTH | 2025-12-30 | 2026-06-30 | OK |  |  |  | Gowri | MSIL | Automotive
3015 | Active | SPG639/1 | SPECIAL GAUGE | POSITION GAUGE | * | * | NA | attribute | OP906 | OP906 | TML OP ASSY-01 | MSIL Plant | Inhouse-Gauges | 6 MONTH | 2026-04-06 | 2026-10-06 | OK |  |  |  | Gowri | MSIL | Automotive
3016 | Active | SPG645/03 | SPECIAL GAUGE | 15.050 / 15.075 | * | * | NA | attribute | IFC977M2 | IFC977M2-01 | M/C | M&M Plant | Inhouse-Gauges | 6 MONTH | 2026-02-08 | 2026-08-08 | OK |  |  |  | Pavi | M&M | Automotive
3017 | STOCK | SPG646/01 | SPECIAL GAUGE | POSITION GAUGE | * | * | NA | attribute | IFC794M | IFC794M | TML OP ASSY-01 | MSIL Plant | Inhouse-Gauges | 6 MONTH |  |  | NO PLAN |  |  |  | Gowri | MSIL | Automotive
3018 | Active | SPG651/01 | SPECIAL GAUGE | * | * | * | NA | attribute | WPA890/772 | WPA890/772 | AL ASSEMBLY | M&M Plant | Inhouse-Gauges | 6 MONTH | 2026-01-23 | 2026-07-23 | OK |  |  |  | Pavi | M&M | Automotive
3019 | Active | SPG658/02 | SPECIAL GAUGE | POSITION GAUGE | * | * | NA | attribute | WPA723N | WPA723N | MSIL WP ASSY | MSIL Plant | Inhouse-Gauges | 6 MONTH | 2026-04-06 | 2026-10-06 | OK |  |  |  | Gowri | MSIL | Automotive
3020 | Active | SPG664/01 | SPECIAL GAUGE | 7.100/7.300 | * | * | NA | attribute | WPA85M | WPA85M | ASSY-01 | MSIL Plant | Inhouse-Gauges | 6 MONTH | 2026-03-19 | 2026-09-19 | OK |  |  |  | Gowri | MSIL | Automotive
3021 | Active | SPG665/01 | SPECIAL GAUGE | 18.7±0.2 | * | * | NA | attribute | WPA890 | WPA890 | SQA Inspection | SQA | Inhouse-Gauges | 6 MONTH | 2025-12-28 | 2026-06-28 | OK |  |  |  | Pavi | M&M | Automotive
3022 | STOCK | SPG673/02 | SPECIAL GAUGE | COVER PLATE FLATNESS | * | * | NA | attribute | OP906 | OP906 | RECEIVING INS | SQA | Inhouse-Gauges | 12 MONTH | 2026-04-08 | 2027-04-08 | OK |  |  |  | Pavi |  | Automotive
3023 | Active | SPG676/01 | SPECIAL GAUGE | 15.832-15.872 | * | * | NA | attribute | SQA | SQA | RECEIVING INS | SQA | Inhouse-Gauges | 6 MONTH | 2026-02-08 | 2026-08-08 | OK |  |  |  | Pavi |  | Automotive
3024 | Active | SPG680/01 | SPECIAL GAUGE | POSITION GAUGE | * | * | NA | attribute | CAST IRON | CAST IRON | M&M | M&M Plant | Inhouse-Gauges | 6 MONTH | 2026-01-07 | 2026-07-07 | OK |  |  |  | Pavi | M&M FARM | Non Automotive
3025 | Active | SPG686/01 | SPECIAL GAUGE | FREE ROTATIONGAUGE | * | * | NA | attribute | OP761 | OP761 | TML OP ASSY-01 | MSIL Plant | Inhouse-Gauges | 6 MONTH | 2025-12-03 | 2026-06-03 | OK |  |  |  | Gowri | MSIL | Automotive
3026 | Active | SPG691/01 | SPECIAL GAUGE | SUMP FACE HEIGHT | * | * | NA | attribute | OP772/890 | OP772/890 | AL ASSEMBLY | M&M Plant | Inhouse-Gauges | 3 MONTH | 2026-02-23 | 2026-05-23 | OK |  |  |  | Pavi | M&M | Automotive
3027 | Active | SPG693/01 | SPECIAL GAUGE | TOP BLOCK(ROTOR BORE) | * | * | NA | attribute | OP491 | OP491 | MSIL OP ASSY | MSIL Plant | Inhouse-Gauges | 3 MONTH | 2026-03-01 | 2026-06-01 | OK |  |  |  | Gowri | MSIL | Automotive
3028 | Active | SPG695/1 | SPECIAL GAUGE | PCD-60 | * | * | NA | attribute | WPA889 | WPA889 | M&M | M&M Plant | Inhouse-Gauges | 6 MONTH | 2025-12-24 | 2026-06-24 | OK |  |  |  | Pavi | M&M | Automotive
3029 | Active | SPG704/02 | SPECIAL GAUGE | POSITION GAUGE | * | * | NA | attribute | OP1010 | OP1010 | MSIL ASSY | MSIL Plant | Inhouse-Gauges | 6 MONTH | 2025-11-18 | 2026-05-18 | DUE SOON |  |  |  | Gowri | MSIL | Automotive
3030 | Active | SPG704/05 | SPECIAL GAUGE | SUMPFACE HEIGHT GAUGE | * | * | NA | attribute | OP1010 | OP1010 | VISUAL INSPECTION | MSIL Plant | Inhouse-Gauges | 6 MONTH | 2025-10-10 | 2026-04-10 | OVER DUE |  |  | I | Gowri | MSIL | Automotive
3031 | Active | SPG705/7 | SPECIAL GAUGE | PCD GAUGE | * | * | NA | attribute | WPA770 | WPA770 | M&M | M&M Plant | Inhouse-Gauges | 6 MONTH | 2025-12-10 | 2026-06-10 | OK |  |  |  | Pavi | M&M | Automotive
3032 | STOCK | SPG716/01 | SPECIAL GAUGE | 41.70 / 42.30 | * | * | NA | attribute | OP902 | OP902 | RECEIVING INS | SQA | Inhouse-Gauges | 6 MONTH | 2025-12-27 | 2026-06-27 | OK |  |  |  | Pavi |  | Automotive
3033 | Active | SPG735/1 | SPECIAL GAUGE | PCD50.8/ 65 | * | * | NA | attribute | WPA939 | WPA939 | M&M | M&M Plant | Inhouse-Gauges | 6 MONTH | 2025-10-23 | 2026-04-23 | OVER DUE |  |  |  | Pavi | M&M | Automotive
3034 | Active | SPG740/1 | SPECIAL GAUGE | 7.80/81.00 | * | * | NA | attribute | WPA986 | WPA986 | M&M | M&M Plant | Inhouse-Gauges | 6 MONTH | 2026-03-13 | 2026-09-13 | OK |  |  |  | Pavi | M&M | Automotive
3035 | STOCK | SPG742/01 | SPECIAL GAUGE | ROTOR BORE DEPTH | * | * | NA | attribute | IFC794M | IFC794M | TML OP M/C SHOP | MSIL Plant | Inhouse-Gauges | 6 MONTH | 2025-11-01 | 2026-05-01 | OVER DUE |  |  |  | Gowri | MSIL | Automotive
3036 | Active | SPG751/1 | SPECIAL GAUGE | Ø65.000/6.640 | * | * | NA | attribute | WPA899 | WPA899 | CI M/C SHOP | M&M Plant | Inhouse-Gauges | 6 MONTH | 2025-10-26 | 2026-04-26 | OVER DUE |  |  |  | Pavi | M&M | Automotive
3037 | Active | SPG768/02 | SPECIAL GAUGE | 7.100/7.300 | * | * | NA | attribute | WPA981 | WPA981 | ASSY-01 | Ford | Inhouse-Gauges | 6 MONTH | 2025-11-21 | 2026-05-21 | DUE SOON |  |  |  | Pavi | Ford | Automotive
3038 | Active | SPG768/06 | SPECIAL GAUGE | SEAL HEIGHT GAUGE | * | * | NA | attribute | IFC977M2 | IFC977M2 | ASSY | M&M Plant | Inhouse-Gauges | 3 MONTH | 2026-02-16 | 2026-05-16 | DUE SOON |  |  |  | Pavi | M&M | Automotive
3039 | Active | SPG769/05 | SPECIAL GAUGE | 7.10 SEAL HEIGHT GAUGE |  | RBC |  | WK1056.01 COVER | WPA1056 | WPP1056.02 | SQA | SQA | Inhouse-Gauges | 6 MONTH | 2025-11-03 | 2026-05-03 | OVER DUE |  |  |  | Pavi | M&M | Automotive
3040 | Active | SPG772/01 | SPECIAL GAUGE | POSITION GAUGE | * | * | NA | attribute | WPA938M1 | WPA938M1 | AL ASSEMBLY | M&M Plant | Inhouse-Gauges | 6 MONTH | 2025-12-01 | 2026-06-01 | OK |  |  |  | Pavi | M&M | Automotive
3041 | Active | SPG789/02 | SPECIAL GAUGE | 15.783/15.833& 32.850/32.920 | * | * | NA | attribute | HUBPCD WITH BORE DIA OD | HUBPCD WITH BORE DIA OD | RECEIVING INS | SQA | Inhouse-Gauges | 6 MONTH | 2026-01-13 | 2026-07-13 | OK |  |  |  | Pavi |  | Automotive
3042 | Active | SPG791/03 | SPECIAL GAUGE | 4.9(GROVE DEPTH) | * | * | NA | attribute | OP1006 | OP1006 | M&M M/C | M&M Plant | Inhouse-Gauges | 6 MONTH | 2025-10-11 | 2026-04-11 | OVER DUE |  |  |  | Pavi | M&M | Automotive
3043 | Active | SPG803/01 | SPECIAL GAUGE | 0.600( M.Hole position with brg ) | * | * | NA | attribute | WPA981 | WPA981 | ASSY-01 | Ford | Inhouse-Gauges | 6 MONTH | 2025-11-13 | 2026-05-13 | OVER DUE |  |  |  | Pavi | Ford | Automotive
3044 | Active | SPG804/02 | SPECIAL GAUGE | M.H .P 0.6 MAX 0.08MAX | * | * | NA | attribute | WPA981 | WPA981 | M/C SHOP | Ford | Inhouse-Gauges | 6 MONTH | 2025-12-04 | 2026-06-04 | OK |  |  |  | Pavi | Ford | Automotive
3045 | Active | SPG804/1 | SPECIAL GAUGE | M.H POSITION GAUGE | * | * | NA | attribute | WPA870 | WPA870 | CI ASSY-01 | M&M Plant | Inhouse-Gauges | 6 MONTH | 2025-12-28 | 2026-06-28 | OK |  |  |  | Pavi | M&M | Automotive
3046 | Active | SPG805/01 | SPECIAL GAUGE | 33.100/33.900 &5.750/6.250 Eccentricity | * | * | NA | attribute | WPA981 | WPA981 | M/C SHOP | Ford | Inhouse-Gauges | 6 MONTH | 2025-11-13 | 2026-05-13 | OVER DUE |  |  |  | Pavi | Ford | Automotive
3047 | Active | SPG806/02 | SPECIAL GAUGE | POSITION GAUGE | * | * | NA | attribute | WPA981 | WPA981 | ASSY-01 | Ford | Inhouse-Gauges | 6 MONTH | 2025-11-12 | 2026-05-12 | OVER DUE |  |  |  | Pavi | Ford | Automotive
3048 | Active | SPG809/02 | SPECIAL GAUGE | 78.300 & 4.200 & 0.06( Fouling Gauge) | * | * | NA | attribute | WPA981 | WPA981 | ASSY-01 | Ford | Inhouse-Gauges | 6 MONTH | 2026-01-16 | 2026-07-16 | OK |  |  |  | Pavi | Ford | Automotive
3049 | Active | SPG813/02 | SPECIAL GAUGE | Impeller height gauge | * | * | NA | attribute | WPA977 | WPA977 | M&M | M&M Plant | Inhouse-Gauges | 6 MONTH | 2026-03-03 | 2026-09-03 | OK |  |  |  | Pavi | M&M | Automotive
3050 | Active | SPG818/03 | SPECIAL GAUGE | 21.40/21.80 | * | * | NA | attribute | WPA977 | WP977 | M&M | M&M Plant | Inhouse-Gauges | 6 MONTH | 2026-01-13 | 2026-07-13 | OK |  |  |  | Pavi | M&M | Automotive
3051 | Active | SPG822/1 | SPECIAL GAUGE | Ø65.5 | * | * | NA | attribute | CAST IRON | CAST IRON | M&M | M&M Plant | Inhouse-Gauges | 3 MONTH | 2026-04-08 | 2026-07-08 | OK |  |  |  | Pavi | M&M FARM | Non Automotive
3052 | Active | SPG826/03 | SPECIAL GAUGE | TOP BLOCK | * | * | NA | attribute | IFC977M2 | IFC977M2 | M&M ASSY | M&M Plant | Inhouse-Gauges | 6 MONTH | 2026-03-02 | 2026-09-02 | OK |  |  |  | Pavi | M&M | Automotive
3053 | Active | SPG826/06 | SPECIAL GAUGE | TOP BLOCK | * | * | NA | attribute | OP491 | OP491 | MSIL OP ASSY | MSIL Plant | Inhouse-Gauges | 3 MONTH | 2025-12-21 | 2026-03-21 | OVER DUE |  |  |  | Gowri | MSIL | Automotive
3054 | Active | SPG826/09 | SPECIAL GAUGE | FLATNESS GAUGE | * | * | NA | attribute | OP926 | OP926-01 | ASSY | MSIL Plant | Inhouse-Gauges | 6 MONTH | 2026-03-09 | 2026-09-09 | OK |  |  |  | Gowri | MSIL | Automotive
3055 | Active | SPG826/19 | SPECIAL GAUGE | * | * | * | NA | attribute | FP | FP | ASSY-01 | Fuel Pump | Inhouse-Gauges | 6 MONTH | 2025-12-18 | 2026-06-18 | OK |  |  |  | Gowri | Fuel Pump | Automotive
3056 | Active | SPG826/20 | SPECIAL GAUGE | MH TO IMP 0.15/0.40 | * | * | NA | attribute | WPA773MK | WPA773MK | CI ASSY-01 | M&M Plant | Inhouse-Gauges | 6 MONTH | 2026-01-10 | 2026-07-10 | OK |  |  |  | Pavi | M&M | Automotive
3057 | Active | SPG826/21 | SPECIAL GAUGE | TOP BLOCK | * | * | NA | attribute | WPA1009 CP | WPA1009 CP | SQA Inspection | SQA | Inhouse-Gauges | 6 MONTH | 2025-10-29 | 2026-04-29 | OVER DUE |  |  |  | Pavi | M&M | Automotive
3058 | Active | SPG829/1 | SPECIAL GAUGE | 42.7 | * | * | NA | attribute | WPA887 | WPA887 | CI ASSY-01 | M&M Plant | Inhouse-Gauges | 6 MONTH | 2026-01-10 | 2026-07-10 | OK |  |  |  | Pavi | M&M | Automotive
3059 | Active | SPG830/1 | SPECIAL GAUGE | POSITION GAUGE | * | * | NA | attribute | WPA755 | WPA755 | CI ASSY-01 | M&M Plant | Inhouse-Gauges | 6 MONTH | 2026-01-08 | 2026-07-08 | OK |  |  |  | Pavi | M&M | Automotive
3060 | Active | SPG840/1 | SPECIAL GAUGE | PCD-70 | * | * | NA | attribute | WPA910 | WPA910 | M&M | M&M Plant | Inhouse-Gauges | 6 MONTH | 2025-12-24 | 2026-06-24 | OK |  |  |  | Pavi | M&M | Automotive
3061 | Active | SPG841/1 | SPECIAL GAUGE | PCD-60 | * | * | NA | attribute | WPA910 | WPA910 | M&M | M&M Plant | Inhouse-Gauges | 6 MONTH | 2025-12-24 | 2026-06-24 | OK |  |  |  | Pavi | M&M | Automotive
3062 | Active | SPG843 | SPECIAL GAUGE | WP BODY PODITION | * | * | NA | attribute | WPA895 | WPP895 | SQA Inspection | SQA | Inhouse-Gauges | 12 MONTH | 2026-04-08 | 2027-04-08 | OK |  |  |  | Pavi | M&M | Automotive
3063 | Service | SPG855/01 | SPECIAL GAUGE | POSITION GAUGE | * | * | NA | attribute | OP926 | OP926 | RECEIVING INS | SQA | Inhouse-Gauges | 12 MONTH | 2026-04-08 | 2027-04-08 | OK |  |  |  | Pavi |  | Automotive
3064 | Active | SPG875/01 | SPECIAL GAUGE | SPECIAL GAUGE | * | * | NA | attribute | OP996 | OP996 | AL ASSEMBLY | M&M Plant | Inhouse-Gauges | 6 MONTH | 2025-10-24 | 2026-04-24 | OVER DUE |  |  |  | Pavi | M&M | Automotive
3065 | STOCK | SPG875/01 | SPECIAL GAUGE | 4.1±0.2 | * | * | NA | attribute | IFC794M | IFC794M | TML OP ASSY-01 | MSIL Plant | Inhouse-Gauges | 3 MONTH |  |  | NO PLAN |  |  |  | Gowri | MSIL | Automotive
3066 | Active | SPG878/01 | SPECIAL GAUGE | .0.0.0.0.0 | * | * | NA | attribute | WPA1009 | WPA1009 | M&M AL M/C SHOP | M&M Plant | Inhouse-Gauges | 6 MONTH | 2025-11-16 | 2026-05-16 | DUE SOON |  |  |  | Pavi | M&M | Automotive
3067 | Active | SPG878/02 | SPECIAL GAUGE | POSITION GAUGE | * | * | NA | attribute | WPA1009 | WPA1009 | M&M | M&M Plant | Inhouse-Gauges | 6 MONTH | 2025-10-16 | 2026-04-16 | OVER DUE |  |  |  | Pavi | M&M | Automotive
3068 | Active | SPG886/01 | SPECIAL GAUGE | TOP BLOCK | * | * | NA | attribute | WPA949 | WPA949 | CI ASSY-01 | M&M Plant | Inhouse-Gauges | 6 MONTH | 2025-10-16 | 2026-04-16 | OVER DUE |  |  |  | Pavi | M&M | Automotive
3069 | Active | SPG886/01 | SPECIAL GAUGE | COVER POSITION | * | * | NA | attribute | OP990M | OP990M | AL ASSEMBLY | M&M Plant | Inhouse-Gauges | 6 MONTH | 2025-12-24 | 2026-06-24 | OK |  |  |  | Pavi | M&M | Automotive
3070 | Active | SPG886/03 | SPECIAL GAUGE | 10.7 | * | * | NA | attribute | CAST IRON | CAST IRON | ASSY | M&M Plant | Inhouse-Gauges | 6 MONTH | 2026-03-25 | 2026-09-25 | OK |  |  |  | Pavi | M&M FARM | Non Automotive
3071 | Active | SPG887 | SPECIAL GAUGE | 1.800/1.900 | * | * | NA | attribute | WPA939 | WPA939 | CI M/C SHOP | M&M Plant | Inhouse-Gauges | 6 MONTH | 2025-11-28 | 2026-05-28 | OK |  |  |  | Pavi | M&M | Automotive
3072 | Active | SPG888/01 | SPECIAL GAUGE | TOPBLOCK | * | * | NA | attribute | WPA791 | WPA791 | CI M/C SHOP | M&M Plant | Inhouse-Gauges | 6 MONTH | 2026-04-09 | 2026-10-09 | OK |  |  |  | Pavi | M&M | Automotive
3073 | Active | SPG889/02 | SPECIAL GAUGE | 15.900/35.00 | * | * | NA | attribute | WK991-02/WP IMPLLER | WK991-02/WP IMPLLER | RECEIVING INS | SQA | Inhouse-Gauges | 6 MONTH | 2026-01-13 | 2026-07-13 | OK |  |  |  | Pavi |  | Automotive
3074 | Active | SPG889/01 | SPECIAL GAUGE | MH POSITION GAUGE | * | * | NA | attribute | WPA939 | WPA939 | CI M/C SHOP | M&M Plant | Inhouse-Gauges | 6 MONTH | 2025-10-16 | 2026-04-16 | OVER DUE |  |  |  | Pavi | M&M | Automotive
3075 | Active | SPG905/02 | SPECIAL GAUGE | POSITION GAUGE | * | * | NA | attribute | M1102 | M1102 | ASSY-HOUSING CAP | MSIL Plant | Inhouse-Gauges | 6 MONTH | 2025-10-07 | 2026-04-07 | OVER DUE |  |  |  | Gowri | MSIL | Automotive
3076 | Active | SPG916/02 | SPECIAL GAUGE |  | * | * | NA | attribute | [5 empty] | 3 MONTH | 2025-09-25 | 2026-03-25 | OVER DUE |  |  |  | Gowri
3077 | Active | SPG919/1 | SPECIAL GAUGE | POSITION GAUGE | * | * | NA | attribute | WPA870 | WPA870 | M&M | M&M Plant | Inhouse-Gauges | 6 MONTH | 2025-12-01 | 2026-06-01 | OK |  |  |  | Pavi | M&M | Automotive
3078 | Active | SPG924/1 | SPECIAL GAUGE | POSITION GAUGE | * | * | NA | attribute | CAST IRON | CAST IRON | M&M | M&M Plant | Inhouse-Gauges | 6 MONTH | 2026-01-10 | 2026-07-10 | OK |  |  |  | Pavi | M&M FARM | Non Automotive
3079 | Active | SPG953/01 | SPECIAL GAUGE | 261.760 -0.100 | * | * | NA | attribute | WPA770 | WPA770 | M&M | M&M Plant | Inhouse-Gauges | 6 MONTH | 2025-12-18 | 2026-06-18 | OK |  |  |  | Pavi | M&M | Automotive
3080 | Active | SPG954/01 | SPECIAL GAUGE | SUMP FACE HEIGHT | * | * | NA | attribute | OP989 | OP989 | M&M AL M/C SHOP | M&M Plant | Inhouse-Gauges | 6 MONTH | 2025-12-18 | 2026-06-18 | OK |  |  |  | Pavi | M&M | Automotive
3081 | Active | SPG954/01 | SPECIAL GAUGE | 60 | * | * | NA | attribute | OP990M | OP990M | AL ASSEMBLY | M&M Plant | Inhouse-Gauges | 6 MONTH | 2025-12-25 | 2026-06-25 | OK |  |  |  | Pavi | M&M | Automotive
3082 | Active | SPG955/01 | SPECIAL GAUGE | CASTING PROFILE GAUGE | * | * | NA | attribute | OP898 | OP898 | ASSY-01 | GM | Inhouse-Gauges | 6 MONTH | 2026-01-20 | 2026-07-20 | OK |  |  |  | Pavi | GM | Automotive
3083 | REJECTED | SPG956/01 | SPECIAL GAUGE | M.H POSITION GAUGE | * | * | NA | attribute | WPA672 | WPA672 | CI M/C SHOP | M&M Plant | Inhouse-Gauges | 6 MONTH | 2026-02-12 | 2026-08-12 | OK |  |  |  | Pavi | M&M | Automotive
3084 | Active | SPG969/02 | SPECIAL GAUGE | TOP BLOCK21.2 | * | * | NA | attribute | OP887 | OP887 | ASSY | M&M Plant | Inhouse-Gauges | 6 MONTH | 2025-10-25 | 2026-04-25 | OVER DUE |  |  |  | Pavi | M&M | Automotive
3085 | Active | SPG981/01 | SPECIAL GAUGE | MH POSITION GAUGE | * | * | NA | attribute | WPA939 | WPA939 | CI ASSY-01 | M&M Plant | Inhouse-Gauges | 6 MONTH | 2026-04-03 | 2026-10-03 | OK |  |  |  | Pavi | M&M | Automotive
3086 | Active | SPG982/01 | SPECIAL GAUGE | IMPELLER HEIGHT Ø 68.000 | * | * | NA | attribute | WPA890/772 | WPA890/772 | AL ASSEMBLY | M&M Plant | Inhouse-Gauges | 6 MONTH | 2026-02-27 | 2026-08-27 | OK |  |  |  | Pavi | M&M | Automotive
3087 | Active | SPG984/01 | SPECIAL GAUGE | * | * | * | NA | attribute | OP887 | OP887 | M&M | M&M Plant | Inhouse-Gauges | 6 MONTH | 2025-10-25 | 2026-04-25 | OVER DUE |  |  |  | Pavi | M&M | Automotive
3088 | Active | SPG988/02 | SPECIAL GAUGE | POSITION GAUGE | * | * | NA | attribute | OP1010 | OP1010 | MSIL M/C SHOP | MSIL Plant | Inhouse-Gauges | 6 MONTH | 2025-11-28 | 2026-05-28 | OK |  |  |  | Gowri | MSIL | Automotive
3089 | Active | SPG991/01 | SPECIAL GAUGE | FOULING GAUGE | * | * | NA | attribute | WPA1000 | WPA1000 | OTHERS WP ASSY | MSIL Plant | Inhouse-Gauges | 6 MONTH | 2026-02-13 | 2026-08-13 | OK |  |  |  | Gowri | MSIL | Automotive
3090 | REJECTED | SPG992/08 | SPECIAL GAUGE | ROTOR DEPTH GAUGE (SETTING MASTER 12.060) | * | * | NA | attribute | IFC895M1BS6 | IFC895M1BS6 | M&M AL M/C SHOP | M&M Plant | Inhouse-Gauges | 6 MONTH | 2026-02-13 | 2026-08-13 | OK |  |  |  | Pavi | M&M | Automotive
3091 | Active | SPG993/01 | SPECIAL GAUGE | SUMFACE HEIGHTmillingGAUGE | * | * | NA | attribute | IFC895M1BS6 | IFC895M1BS6 | M&M AL M/C SHOP | M&M Plant | Inhouse-Gauges | 6 MONTH | 2026-02-13 | 2026-08-13 | OK |  |  |  | Pavi | M&M | Automotive
3092 | Active | SPG994/01 | SPECIAL GAUGE | POSITION GAUGE | * | * | NA | attribute | WPA1009 | WPA1009 | AL ASSEMBLY | M&M Plant | Inhouse-Gauges | 6 MONTH | 2026-02-13 | 2026-08-13 | OK |  |  |  | Pavi | M&M | Automotive
3093 | Active | SPG997/01 | SPECIAL GAUGE | 49.0(IMPELLER FOULING GAUGE) | * | * | NA | attribute | WPA880M | WPA880M | OTHERS WP ASSY-01 | MSIL Plant | Inhouse-Gauges | 6 MONTH | 2026-04-06 | 2026-10-06 | OK |  |  |  | Gowri | MSIL | Automotive
3094 | Service | SPM004 | SURFACE PLATE MASTER | ±0.010 MM | * | * | NA |  | * | * | RECEIVING INS | SQA | Inhouse-Instruments | 2 MONTH | 2026-03-12 | 2026-05-12 | OVER DUE |  |  |  | Pavi |  | Automotive
3095 | Active | SPM005/01 | SURFACE PLATE MASTER |  | * | * | NA | attribute | [5 empty] | 6 MONTH | 2026-02-20 | 2026-08-20 | OK |  |  |  | Gowri
3096 | Service | SPM007 | SURFACE PLATE MASTER | ±0.010 MM | * | * | NA |  | FP | FP | ASSY LINE I | Fuel Pump | Inhouse-Instruments | 2 MONTH | 2026-01-21 | 2026-03-21 | OVER DUE |  |  |  | Gowri | Fuel Pump | Automotive
3097 | Service | SPM009 | SURFACE PLATE MASTER | ±0.010 MM | * | * | NA |  |  |  | ASSY LINE I | Fuel Pump | Inhouse-Instruments | 2 MONTH | 2026-05-11 | 2026-07-11 | OK |  |  |  | Gowri | Fuel Pump | Automotive
3098 | Active | SPM013 | SURFACE PLATE MASTER | ±0.010 MM | * | * | NA |  | WPA827 | WP827 | ASSY LINE I | MSIL Plant | Inhouse-Instruments | 2 MONTH | 2026-03-12 | 2026-05-12 | OVER DUE |  |  |  | Gowri | WP | Automotive
3099 | Service | SPM014 | SURFACE PLATE MASTER | ±0.010 MM | * | * | NA |  | WPA890/772 | WPA890/772 | ASSY LINE I | M&M Plant | Inhouse-Instruments | 2 MONTH | 2026-01-23 | 2026-03-23 | OVER DUE |  |  |  | Pavi | M&M | Automotive
3100 | Service | SPM015 | SURFACE PLATE MASTER |  | * | * | NA | VISUAL INSPECTION | OP1022 | OP1022 | ASSY LINE I | GM | Inhouse-Instruments | 2 MONTH | 2026-03-12 | 2026-05-12 | OVER DUE |  |  |  | Pavi | GM | Automotive
3101 | Service | SPM016 | SURFACE PLATE MASTER | ±0.010 MM | * | * | NA |  | WPA427 | WPA427 | ASSY LINE I | MSIL Plant | Inhouse-Instruments | 2 MONTH | 2026-04-06 | 2026-06-06 | OK |  |  |  | Gowri | MSIL | Automotive
3102 | Service | SPM017 | SURFACE PLATE MASTER | ±0.010 MM | * | * | NA |  | WPA427 | WPA427 | ASSY LINE I | MSIL Plant | Inhouse-Instruments | 2 MONTH | 2026-04-06 | 2026-06-06 | OK |  |  |  | Gowri | MSIL | Automotive
3103 | Active | SPM018 | SURFACE PLATE MASTER | COVER PLATE THICKNESS GAUGE | * | * | NA | attribute | OP906 | OP906 | TML OP ASSY-01 | MSIL Plant | Inhouse-Instruments | 6 MONTH | 2025-12-29 | 2026-06-29 | OK |  |  |  | Gowri | MSIL | Automotive
3104 | Service | SPM021 | SURFACE PLATE MASTER | ±0.010MM | * | * | NA |  | PDC | PDC | PDC DIE CASTING | MSIL Plant | Inhouse-Instruments | 6 MONTH | 2025-12-07 | 2026-06-07 | OK |  |  |  | Gowri | MSIL | Automotive
3105 | Service | SPM062 | SURFACE PLATE MASTER | ±0.010 MM | * | * | NA | Cast Iron | OP906 | OP906 | ASSY-01 | MSIL Plant | Inhouse-Instruments | 2 MONTH | 2026-05-11 | 2026-07-11 | OK |  |  |  | Gowri | MSIL | Automotive
3106 | Service | SPM063 | SURFACE PLATE MASTER | 0.0005 | * | * | NA | attribute | OP1022 | OP1022 | ASSY-01 | MSIL Plant | Inhouse-Instruments | 6 MONTH | 2025-12-06 | 2026-06-06 | OK |  |  |  | Gowri | TATA Cummins | Automotive
3107 | Service | TM009 | TACHO METER | * | * | * | NA |  | OP906 | OP906 | ASSY01 | MSIL Plant | Inhouse-Instruments | 6 MONTH | 2025-11-20 | 2026-05-20 | DUE SOON |  |  | Manivannan.C | Gowri | TML | Automotive
3108 | Service | TM011 | TACHO METER | * | * | * | NA |  | OP877 | OP877 | ASSY-01 | MSIL Plant | Inhouse-Instruments | 6 MONTH | 2025-11-13 | 2026-05-13 | OVER DUE |  |  | Manivannan.C | Gowri | MSIL | Automotive
3109 | Service | TM012 | TACHO METER | * | * | * | NA |  | OP806 | OP806 | ASSY-01 | MSIL Plant | Inhouse-Instruments | 6 MONTH | 2025-11-07 | 2026-05-07 | OVER DUE |  |  | Manivannan.C | Gowri | MSIL | Automotive
3110 | Service | TM013 | TACHO METER | * | * | * | NA |  | OP1016 | OP1016 | ASSY LINE II | MSIL Plant | Inhouse-Instruments | 6 MONTH | 2026-01-25 | 2026-07-25 | OK |  |  | Manivannan.C | Gowri | TML | Automotive
3111 | Service | TM014 | TACHO METER | * | * | * | NA |  | OP761 | OP761 | ASSY01 | MSIL Plant | Inhouse-Instruments | 6 MONTH | 2026-01-08 | 2026-07-08 | OK |  |  | Manivannan.C | Gowri | TML | Automotive
3112 | Service | TM016 | TACHO METER | * | * | * | NA |  | OP491 | OP491 | ASSY LINE I | MSIL Plant | Inhouse-Instruments | 6 MONTH |  |  | NO PLAN |  |  | Manivannan.C | Gowri | MSIL | Automotive
3113 | Service | TM017 | TACHO METER | 1600RPM | * | * | NA |  | OP772/890 | OP772/890 | ASSY-01 | M&M Plant | Inhouse-Instruments | 6 MONTH | 2026-01-07 | 2026-07-07 | OK |  |  | Manivannan.C | Pavi | M&M | Automotive
3114 | Service | TM018 | TACHO METER | 1600RPM | * | * | NA | * | OP854 | OP854 | ASSY-1 | MSIL Plant | Inhouse-Instruments | 6 MONTH | 2025-12-18 | 2026-06-18 | OK |  |  | Manivannan.C | Gowri | TML | Automotive
3115 | Service | TM019 | TACHO METER | 1600RPM | * | * | NA |  | FP89 | FP89 | ASSY LINE I | Fuel Pump | Inhouse-Instruments | 6 MONTH | 2025-11-11 | 2026-05-11 | OVER DUE |  |  | Manivannan.C | Gowri | Fuel Pump | Automotive
3116 | Service | TM020 | TACHO METER | * | * | * | NA |  | IFC794M | IFC794M | ASSY-01 | MSIL Plant | Inhouse-Instruments | 6 MONTH |  |  | NO PLAN |  |  | Manivannan.C | Gowri | TML | Automotive
3117 | Service | TM021 | TACHO METER | 1600RPM | * | * | NA |  | IFC977M2 | IFC977M2 | ASSY-01 | M&M Plant | Inhouse-Instruments | 6 MONTH | 2025-12-13 | 2026-06-13 | OK |  |  | Manivannan.C | Pavi | M&M | Automotive
3118 | Service | TM026 | TACHO METER | * | * | * | NA | ANALOG | IFC895M1 | IFC895M1 | ASSY-01 | M&M Plant | Inhouse-Instruments | 6 MONTH | 2026-01-24 | 2026-07-24 | OK |  |  | Manivannan.C | Pavi | M&M | Automotive
3119 | Service | TM027 | TACHO METER | * | * | * | NA | DIGITAL DISPLAY | OP898 | OP898 | ASSY LINE I | GM | Inhouse-Instruments | 6 MONTH | 2025-12-18 | 2026-06-18 | OK |  |  | Manivannan.C | Pavi | GM | Automotive
3120 | Service | TM029 | TACHO METER | * | * | * | NA | DIGITAL DISPLAY | OP1022 | OP1022 | ASSY LINE II | GM | Inhouse-Instruments | 6 MONTH | 2025-12-20 | 2026-06-20 | OK |  |  | Manivannan.C | Pavi | GM | Automotive
3121 | Service | TM030 | TACHO METER | * | * | * | NA |  | OP996 | OP996 | ASSY-01 | M&M Plant | Inhouse-Instruments | 6 MONTH | 2025-11-16 | 2026-05-16 | DUE SOON |  |  | Manivannan.C | Pavi | M&M | Automotive
3122 | Service | TM034 | TACHO METER | 10000RPM | * | * | NA |  | OP986 | OP986 | ASSY 01 | MSIL Plant | Inhouse-Instruments | 6 MONTH |  |  | NO PLAN |  |  | Manivannan.C | Gowri | MSIL | Automotive
3123 | Service | TM039 | TACHO METER | 1500RPM | * | * | NA |  | OP986 | OP986 | ASSY-02 | MSIL Plant | Inhouse-Instruments | 6 MONTH |  |  | NO PLAN |  |  | Manivannan.C | Gowri | MSIL | Automotive
3124 | Service | TM041 | TACHO METER | 1600RPM | * | * | NA | * | FP89M&FP100M | FP89M&FP100M | ASSY LINE I | Fuel Pump | Inhouse-Instruments | 6 MONTH | 2025-12-13 | 2026-06-13 | OK |  |  | Manivannan.C | Gowri | Fuel Pump | Automotive
3125 | Service | TM042 | TACHO METER | 2000RPM | * | * | NA | * | FP89&FP104M | FP89&FP104M | ASSY LINE I | Fuel Pump | Inhouse-Instruments | 6 MONTH | 2025-12-13 | 2026-06-13 | OK |  |  | Manivannan.C | Gowri | Fuel Pump | Automotive
3126 | Service | TM045 | TACHO METER | 750RPM | * | * | NA |  | FP86 | FP86 | ASSY LINE I | Fuel Pump | Inhouse-Instruments | 6 MONTH | 2025-12-13 | 2026-06-13 | OK |  |  | Manivannan.C | Gowri | Fuel Pump | Automotive
3127 | Service | TM047 | TACHO METER | * | * | * | NA |  | OP1001 | OP1001 | ASSY-01 | MSIL Plant | Inhouse-Instruments | 6 MONTH | 2025-11-16 | 2026-05-16 | DUE SOON |  |  | Manivannan.C | Gowri | Eicher | Automotive
3128 | Service | TM051 | TACHO METER | * | * | * | NA |  | OP989/OP1023 | OP989/OP1023 | ASSY-01 | M&M Plant | Inhouse-Instruments | 6 MONTH | 2026-01-18 | 2026-07-18 | OK |  |  | Manivannan.C | Pavi | M&M | Automotive
3129 | Service | TM052 | TACHO METER | * | * | * | NA |  | OP887 | OP887 | ASSY-01 | M&M Plant | Inhouse-Instruments | 6 MONTH | 2025-12-25 | 2026-06-25 | OK |  |  | Manivannan.C | Pavi | M&M | Automotive
3130 | Service | TM053 | TACHO METER | * | * | * | NA | DIGITAL | OP990 | OP990 | ASSY-01 | M&M Plant | Inhouse-Instruments | 6 MONTH | 2025-11-16 | 2026-05-16 | DUE SOON |  |  | Manivannan.C | Pavi | M&M | Automotive
3131 | Active | TPG003/01 | THREAD PLUG GAUGE | M12X1.5-6H | * | * | NA | attribute | FP | FP | ASSY | Fuel Pump | Inhouse-Gauges | 2 MONTH | 2026-03-17 | 2026-05-17 | DUE SOON |  |  |  | Gowri | Fuel Pump | Automotive
3132 | REJECTED | TPG003/153 | THREAD PLUG GAUGE | M6X1-6H | * | * | NA | attribute | OP1010 | OP1010 CP | ASSY | MSIL Plant | Inhouse-Gauges | 6 MONTH | 2026-02-19 | 2026-08-19 | OK |  |  |  | Gowri | MSIL | Automotive
3133 | Active | TPG003/236 | THREAD PLUG GAUGE | M6X1-6H | * | * | NA | attribute | WPA586 | WPA586 | ASSY | MSIL Plant | Inhouse-Gauges | 6 MONTH | 2026-03-01 | 2026-09-01 | OK |  |  |  | Gowri | MSIL | Automotive
3134 | Active | TPG003/338 | THREAD PLUG GAUGE | M6X1-6H | * | * | NA | attribute | M&M | M&M | M&M | M&M Plant | Inhouse-Gauges | 2 MONTH | 2026-03-24 | 2026-05-24 | OK |  |  |  | Pavi | M&M | Automotive
3135 | Active | TPG003/351 | THREAD PLUG GAUGE | M6X1-6H | * | * | NA | attribute | M1102 | M1102 | MSIL M/C SHOP | MSIL Plant | Inhouse-Gauges | 2 MONTH | 2026-04-20 | 2026-06-20 | OK |  | 2026-04-20 |  | Gowri | MSIL | Automotive
3136 | Active | TPG003/353 | THREAD PLUG GAUGE | M6X1-6H | * | * | NA | attribute | SQA | SQA | SQA | SQA | Inhouse-Gauges | 2 MONTH | 2026-04-13 | 2026-06-13 | OK |  | 2026-02-13 |  | Pavi | SQA | Automotive
3137 | Active | TPG006/200 | THREAD PLUG GAUGE | M8X1.25-6H | * | * | NA | attribute | CAST IRON | CAST IRON | ASSY FINAL | M&M Plant | Inhouse-Gauges | 6 MONTH | 2026-03-03 | 2026-09-03 | OK |  |  |  | Pavi | SQA | Non Automotive
3138 | Active | TPG006/316 | THREAD PLUG GAUGE | M8X1.25-6H | * | * | NA | attribute |  |  |  |  | Inhouse-Gauges | 6 MONTH | 2025-12-09 | 2026-06-09 | OK |  |  |  | Gowri | M&M | Automotive
3139 | Active | TPG007/04 | THREAD PLUG GAUGE | M10X1-6H | * | * | NA | attribute |  |  |  |  | Inhouse-Gauges | 6 MONTH | 2025-12-28 | 2026-06-28 | OK |  |  |  | Gowri |  | Automotive
3140 | Active | TPG007/123 | THREAD PLUG GAUGE | M10X1-6H | * | * | NA | attribute | SQA | SQA | RECIVING INS | SQA | Inhouse-Gauges | 6 MONTH | 2026-01-20 | 2026-07-20 | OK |  |  |  | Pavi |  | Automotive
3141 | Active | TPG007/29 | THREAD PLUG GAUGE | M10X1-6H | * | * | NA | attribute | SQA | SQA | SQA | SQA | Inhouse-Gauges | 2 MONTH | 2026-03-20 | 2026-05-20 | DUE SOON |  |  | Pavi | Pavi | SQA | Automotive
3142 | Active | TPG023/22 | THREAD PLUG GAUGE | 3/8-18NPTL1 | * | * | NA | attribute | WPA114 | WPA114 | MSIL OP M/C SHOP | MSIL Plant | Inhouse-Gauges | 2 MONTH | 2026-03-17 | 2026-05-17 | DUE SOON |  |  |  | Gowri | MSIL | Automotive
3143 | Active | TPG029/07 | THREAD PLUG GAUGE | M16X1.5-6H | * | * | NA | attribute | OP806 | OP806 | ASSY | MSIL Plant | Inhouse-Gauges | 6 MONTH | 2026-02-28 | 2026-08-28 | OK |  |  |  | Gowri | MSIL | Automotive
3144 | Active | TPG033/07 | THREAD PLUG GAUGE | 3/8-19 SYS | * | * | NA | attribute | SQA | SQA | SQA | SQA | Inhouse-Gauges | 2 MONTH | 2026-04-13 | 2026-06-13 | OK |  | 2026-02-13 |  | Gowri | SQA | Automotive
3145 | Active | TPG034/14 | THREAD PLUG GAUGE | M12X1.5-6H |  | BAKER |  |  | FP | FP | ASSY | Fuel Pump | Inhouse-Gauges | 6 MONTH | 2026-01-08 | 2026-07-08 | OK |  |  | Pavi | Gowri | SQA | Automotive
3146 |  | TPG044/02 | THREAD PLUG GAUGE | M16X1.5-6H | * | * | NA | attribute | M&M | M&M | [6 empty] | NO PLAN |  |  |  | Gowri
3147 | Service | TW004/02 | TORQUE WRENCH | 0-100NM | 326662J | TOHNICHI |  | MANUVALE | * | * | STD ROOM | LAB | Inhouse-Instruments | 6 MONTH | 2026-03-10 | 2026-09-10 | OK |  |  |  | Gowri | LAB | Automotive
3148 | Active | TW036 | TORQUE WRENCH | 0-6Nm |  | TOHNICHI |  | ANALOG | FP89&FP104 | FP89&FP104 | ASSY | Fuel Pump | Inhouse-Instruments | 6 MONTH | 2026-03-10 | 2026-09-10 | OK |  |  |  | Gowri | Fuel Pump | Automotive
3149 | Service | TW073 | TORQUE WRENCH | 10-50 Nm | 090148C-0.5Nm | TOHNICHI |  | PQLLS50N | OP772/890 | OP772/890 | ASSY LINE I | M&M Plant | Inhouse-Instruments | 6 MONTH |  |  | NO PLAN |  |  |  | Pavi | M&M | Automotive
3150 | Service | TW074 | TORQUE WRENCH | 10-50 Nm | 043735E-0.5Nm | TOHNICHI |  | QSPLS50N3 | OP772 | OP772 | ASSY LINE I | M&M Plant | Inhouse-Instruments | 6 MONTH | 2025-12-22 | 2026-06-22 | OK |  |  |  | Pavi | M&M | Automotive
3151 | Service | TW094 | TORQUE WRENCH | 10-50 Nm | 091779B-0.5Nm | TOHNICHI |  | QL50N | OP906 | OP906 | ASSY LINE I | MSIL Plant | Inhouse-Instruments | 6 MONTH | 2026-01-03 | 2026-07-03 | OK |  |  |  | Gowri | TML | Automotive
3152 | Service | TW100 | TORQUE WRENCH | 10-50 Nm | 121165B-0.5Nm | TOHNICHI |  | QL50N-MH | IFC895M1 | IFC895M1 | ASSY LINE I | M&M Plant | Inhouse-Instruments | 6 MONTH | 2025-12-24 | 2026-06-24 | OK |  |  |  | Pavi | M&M | Automotive
3153 | Service | TW103 | TORQUE WRENCH | 10-50 Nm | 0.5Nm | TOHNICHI |  | PQLLS50N | IFC895M1 | IFC895M1 | ASSY LINE I | M&M Plant | Inhouse-Instruments | 6 MONTH |  |  | NO PLAN |  |  |  | Pavi | M&M | Automotive
3154 | Service | TW105 | TORQUE WRENCH | 10-50Nm | ACLS50N2-162591B | TOHNICHI |  | ACLS50N2 | OP772 | OP772 | ASSY01 | M&M Plant | Inhouse-Instruments | 6 MONTH | 2026-01-07 | 2026-07-07 | OK |  |  |  | Pavi | M&M | Automotive
3155 | Service | TW113 | TORQUE WRENCH | 10-50 Nm | 121218B-0.5Nm | TOHNICHI |  | QL50N-MH | IFC794M | IFC794M | ASSY | MSIL Plant | Inhouse-Instruments | 6 MONTH | 2026-01-07 | 2026-07-07 | OK |  |  |  | Gowri | MSIL | Automotive
3156 | Service | TW120 | TORQUE WRENCH | 10-50 Nm | 162594B-0.5Nm | TOHNICHI |  | QL50N | OP898 | OP898 | ASSY LINE I | GM | Inhouse-Instruments | 6 MONTH | 2025-12-04 | 2026-06-04 | OK |  |  |  | Pavi | GM | Automotive
3157 | Service | TW121 | TORQUE WRENCH | 20-100Nm | 148537G-1Nm | TOHNICHI |  | QL100N4 | OP898 | OP898 | ASSY LINE I | GM | Inhouse-Instruments | 6 MONTH | 2025-12-24 | 2026-06-24 | OK |  |  |  | Pavi | GM | Automotive
3158 | Service | TW122 | TORQUE WRENCH | 8-60 Nm | 2013/215819 | GORBAR |  | GORBAR |  |  | ASSY LINE I | GM | Inhouse-Instruments | 6 MONTH | 2026-01-20 | 2026-07-20 | OK |  |  |  | Pavi | GM | Automotive
3159 | Active | TW124 | TORQUE WRENCH | 0-6Nm |  | TOHNICHI |  | ANALOG | FP89&FP104 | FP89&FP104 | ASSY | Fuel Pump | Inhouse-Instruments | 6 MONTH | 2025-11-14 | 2026-05-14 | OVER DUE |  |  |  | Gowri | Fuel Pump | Automotive
3160 | Service | TW135 | TORQUE WRENCH | 10~50Nm-LC 0.5Nm | PQLLS50N-067323D | TOHNICHI |  | PQLLS50N | OP906 | OP906 | ASSY-01 | MSIL Plant | Inhouse-Instruments | 6 MONTH |  |  | NO PLAN |  |  |  | Gowri | MSIL | Automotive
3161 | Service | TW136 | TORQUE WRENCH | 10~50Nm-LC 0.5Nm | PQLLS50N-067304D | TOHNICHI |  | PQLLS50N | OP986 | OP986 | ASSY-02 | MSIL Plant | Inhouse-Instruments | 6 MONTH | 2025-12-27 | 2026-06-27 | OK |  |  |  | Gowri | MSIL | Automotive
3162 | Service | TW144 | TORQUE WRENCH | 40-200Nm | - | GORBAR |  | GORBAR | OP809 | OP809 | ASSY LINE I | GM | Inhouse-Instruments | 6 MONTH | 2025-12-23 | 2026-06-23 | OK |  |  |  | Pavi | GM | Automotive
3163 | Service | TW148 | TORQUE WRENCH | 20-100 | 2013/145729 | GORBAR |  | GORBAR | WPA962 | WPA962 | WPA962 | MSIL Plant | Inhouse-Instruments | 6 MONTH | 2026-01-03 | 2026-07-03 | OK |  |  |  | Gowri | MSIL | Automotive
3164 | Service | TW149 | TORQUE WRENCH | 10 TO 60 NM | - | GORBAR |  | GORBAR | WPA938M1 | WPA938M1 | ASSY LINE I | M&M Plant | Inhouse-Instruments | 6 MONTH | 2025-12-04 | 2026-06-04 | OK |  |  |  | Pavi | M&M | Automotive
3165 | Service | TW151 | TORQUE WRENCH | 10-50 Nm | 286130-0.5Nm | TOHNICHI |  | PQLLS50N | IFC794M | IFC794M | ASSY LINE I | MSIL Plant | Inhouse-Instruments | 6 MONTH | 2026-01-07 | 2026-07-07 | OK |  |  |  | Gowri | TML | Automotive
3166 | Service | TW154 | TORQUE WRENCH | 20-100Nm | QL50N-601311C | TOHNICHI |  |  | OP898 | OP898 | ASSY | MSIL Plant | Inhouse-Instruments | 6 MONTH | 2025-12-24 | 2026-06-24 | OK |  |  |  | Gowri | MSIL | Automotive
3167 | Service | TW159 | TORQUE WRENCH | 20-100 Nm | 204950G-0.5Nm | TOHNICHI |  | QL50N | IFC 895 | IFC 895 | ASSY-01 | M&M Plant | Inhouse-Instruments | 6 MONTH |  |  | NO PLAN |  |  |  | Pavi | M&M | Automotive
3168 | Service | TW161 | TORQUE WRENCH | 10-50Nm | * | * | NA | attribute | OP973M | OP973M | ASSY LINE I | MSIL Plant | Inhouse-Instruments | 6 MONTH | 2025-12-23 | 2026-06-23 | OK |  |  |  | Gowri | MSIL | Automotive
3169 | Service | TW162 | TORQUE WRENCH | 10-50 Nm | 001392D-0.5Nm | TOHNICHI |  | QLLS50N | OP491 | OP491 | ASSY LINE I | MSIL Plant | Inhouse-Instruments | 6 MONTH |  |  | NO PLAN |  |  |  | Gowri | MSIL | Automotive
3170 | Service | TW163 | TORQUE WRENCH | 10-50 Nm | 1604490-0.5Nm | TOHNICHI |  | QL50N | OP906 | OP906 | ASSY LINE I | MSIL Plant | Inhouse-Instruments | 6 MONTH |  |  | NO PLAN |  |  |  | Gowri | TML | Automotive
3171 | Service | TW166 | TORQUE WRENCH | 10-50 Nm | 063260F-0.5Nm | TOHNICHI |  | PQLLS50N1 | OP85M | OP85M | ASSY LINE I | MSIL Plant | Inhouse-Instruments | 6 MONTH | 2025-12-23 | 2026-06-23 | OK |  |  |  | Gowri | MSIL | Automotive
3172 | Service | TW167 | TORQUE WRENCH | 10-50 Nm | 063260F-0.5Nm | TOHNICHI |  | PQLLS50N1 | OP491 | OP491 | ASSY LINE II | MSIL Plant | Inhouse-Instruments | 6 MONTH | 2025-12-24 | 2026-06-24 | OK |  |  |  | Gowri | MSIL | Automotive
3173 | Service | TW170 | TORQUE WRENCH | 10-50 Nm | 056223D-0.5Nm | TOHNICHI |  | QL50N | IFC977M2 | IFC977M2 | ASSY LINE I | M&M Plant | Inhouse-Instruments | 6 MONTH | 2026-01-27 | 2026-07-27 | OK |  |  |  | Pavi | M&M | Automotive
3174 | Service | TW171 | TORQUE WRENCH | 10-50 Nm | 600427F | TOHNICHI |  | - | OP898 | OP898 | ASSY LINE I | GM | Inhouse-Instruments | 6 MONTH | 2026-01-20 | 2026-07-20 | OK |  |  |  | Pavi | GM | Automotive
3175 | Service | TW176 | TORQUE WRENCH | 10-50 Nm | 600582F-0.5Nm | TOHNICHI |  | ACLS50N2 | OP986 | OP986 | ASSY LINE I | MSIL Plant | Inhouse-Instruments | 6 MONTH |  |  | NO PLAN |  |  |  | Gowri | MSIL | Automotive
3176 | Service | TW183 | TORQUE WRENCH | 10-50 Nm | 0.5Nm | TOHNICHI |  | ANALOG | WPA962 | WPA962 | GM TOP | MSIL Plant | Inhouse-Instruments | 6 MONTH | 2025-12-16 | 2026-06-16 | OK |  |  |  | Gowri | MSIL | Automotive
3177 | Service | TW184 | TORQUE WRENCH | 20-100Nm | 601585J-10Nm | TOHNICHI |  | AXCLS100N3 | OP854 | OP854 | ASSY LINE | MSIL Plant | Inhouse-Instruments | 6 MONTH | 2025-09-20 | 2026-03-20 | OVER DUE |  |  |  | Gowri | TML | Automotive
3178 | Service | TW185 | TORQUE WRENCH | 10-50 Nm | 204518H-0.5Nm | TOHNICHI |  | QLLS50N | OP772 | OP772 | ASSY LINE I | M&M Plant | Inhouse-Instruments | 6 MONTH |  |  | NO PLAN |  |  |  | Pavi | M&M | Automotive
3179 | Service | TW186 | TORQUE WRENCH | 10-50 Nm | 213092G-0.5Nm | TOHNICHI |  | QLLS50N | OP989 | OP989 | ASSY LINE I | M&M Plant | Inhouse-Instruments | 6 MONTH | 2025-11-14 | 2026-05-14 | OVER DUE |  |  |  | Pavi | M&M | Automotive
3180 | Service | TW187 | TORQUE WRENCH | 10-50 Nm | 0.5Nm | TOHNICHI |  |  | OP989 | OP989 | ASSY LINE I | M&M Plant | Inhouse-Instruments | 6 MONTH | 2025-11-14 | 2026-05-14 | OVER DUE |  |  |  | Pavi | M&M | Automotive
3181 | Service | TW188 | TORQUE WRENCH | 10-50 Nm | 0.5Nm | TOHNICHI |  |  | OP978 | OP978 | ASSY LINE I | MSIL Plant | Inhouse-Instruments | 6 MONTH | 2025-11-14 | 2026-05-14 | OVER DUE |  |  |  | Gowri | TML | Automotive
3182 | Service | TW189 | TORQUE WRENCH | 10-50 Nm | 0.5Nm | TOHNICHI |  |  | IFC977M2 | IFC977M2 | ASSY LINE I | M&M Plant | Inhouse-Instruments | 6 MONTH |  |  | NO PLAN |  |  |  | Pavi | M&M | Automotive
3182 | Active | DG438/01 | DEPTH GAUGE | 60.210/60.55 | * | * | NA | attribute | OP1010 | OP1010 | MSIL |  | Inhouse-Gauges | 6 MONTH | 2026-04-22 | 2026-10-22 | OK |  | 2023-04-22 |  |  |  | Automotive
3183 | Service | TW190 | TORQUE WRENCH | 20~100 Nm | 600528J-0.5Nm | TOHNICHI |  | SEMI AUTOMATIC | IFC977M2 | IFC977M2 | ASSY-01 | M&M Plant | Inhouse-Instruments | 6 MONTH | 2026-01-20 | 2026-07-20 | OK |  |  |  | Pavi | M&M | Automotive
3184 | Service | TW193 | TORQUE WRENCH | 10-50 Nm | 601296H-0.5Nm | TOHNICHI |  |  | OP996 | OP996 | ASSY LINE I | M&M Plant | Inhouse-Instruments | 6 MONTH | 2025-11-14 | 2026-05-14 | OVER DUE |  |  |  | Pavi | M&M | Automotive
3185 | Service | TW194 | TORQUE WRENCH | 0-25 NM | 601731H-0.5Nm | TOHNICHI |  |  | OP996 | OP996 | ASSY LINE I | M&M Plant | Inhouse-Instruments | 6 MONTH | 2025-11-19 | 2026-05-19 | DUE SOON |  |  |  | Pavi | M&M | Automotive
3186 | Service | TW196 | TORQUE WRENCH | 0-25 NM | 601085H-0.5Nm | TOHNICHI |  |  | OP906 | OP906 | ASSY LINE I | M&M Plant | Inhouse-Instruments | 6 MONTH |  |  | NO PLAN |  |  |  | Pavi | M&M | Automotive
3187 | Service | TW197 | TORQUE WRENCH | 8-12NM | 006513J-0.5Nm | TOHNICHI |  |  | OP990 | OP990 | ASSY LINE I | M&M Plant | Inhouse-Instruments | 6 MONTH |  |  | NO PLAN |  |  |  | Pavi | M&M | Automotive
3188 | Service | TW198 | TORQUE WRENCH | 8-12NM | 129581J | TOHNICHI |  | MANUVALE | OP990 | OP990 | ASSY LINE I | M&M Plant | Inhouse-Instruments | 6 MONTH |  |  | NO PLAN |  |  |  | Pavi | M&M | Automotive
3189 | Service | TW206 | TORQUE WRENCH | 20±5Nm | 600579P-0.1 | TOHNICHI |  |  | OP806 | OP806 | ASSY LINE I | MSIL Plant | Inhouse-Instruments | 6 MONTH | 2026-04-09 | 2026-10-09 | OK |  |  |  | Gowri | MSIL | Automotive
3190 | Service | TW207 | TORQUE WRENCH | 10-50NM | 169056K-0.1 | TOHNICHI |  |  | OP491 | OP491 | ASSY LINE I | MSIL Plant | Inhouse-Instruments | 6 MONTH | 2026-04-09 | 2026-10-09 | OK |  |  |  | Gowri | MSIL | Automotive
3191 | Service | TW208 | TORQUE WRENCH | 20-100NM | 2010/214194 | GORBAR |  | * | OP989/OP1023 | OP989/OP1023 | ASSY | M&M Plant | Inhouse-Instruments | 6 MONTH | 2026-04-09 | 2026-10-09 | OK |  |  |  | Pavi | M&M | Automotive
3192 | Service | TW209 | TORQUE WRENCH | 10-50Nm |  | TOHNICHI |  |  | OP854 | OP854 | ASSY01 | MSIL Plant | Inhouse-Instruments | 6 MONTH | 2026-01-07 | 2026-07-07 | OK |  |  |  | Gowri | TML | Automotive
3193 | Service | TW210 | TORQUE WRENCH | 10-50NM | 002081K-0.1 | TOHNICHI |  |  | IFC794M | IFC794M | ASSY-01 | MSIL Plant | Inhouse-Instruments | 6 MONTH |  |  | NO PLAN |  |  |  | Gowri | MSIL | Automotive
3194 | Service | TW212 | TORQUE WRENCH | 10-50Nm | QL50N-150270J | TOHNICHI |  |  | OP761 | OP761 | ASSY | MSIL Plant | Inhouse-Instruments | 6 MONTH | 2025-12-18 | 2026-06-18 | OK |  |  |  | Gowri | TML | Automotive
3195 | Service | TW214 | TORQUE WRENCH | 10-50NM | 052393 P-QLS50N | TOHNICHI |  |  | OP990M | OP990M | ASSY-01 | M&M Plant | Inhouse-Instruments | 6 MONTH | 2026-02-22 | 2026-08-22 | OK |  |  |  | Pavi | M&M | Automotive
3196 | Service | TW215 | TORQUE WRENCH | 10-100Nm | ACLS100N3-143190H | TOHNICHI |  | ACLS100N3 | WPA899 | WPA899 | ASSY LINE I | M&M Plant | Inhouse-Instruments | 6 MONTH | 2026-01-07 | 2026-07-07 | OK |  |  |  | Pavi | M&M | Automotive
3197 | Service | TW217 | TORQUE WRENCH | 10-50Nm | 089167K-QLLS50N | TOHNICHI |  | ANALOG | IFC895M1 | IFC895M1 | ASSY-01 | M&M Plant | Inhouse-Instruments | 6 MONTH | 2025-12-18 | 2026-06-18 | OK |  |  |  | Pavi | M&M | Automotive
3198 | Service | TW223 | TORQUE WRENCH | 0-50Nm | QL50N-712763J | TOHNICHI |  |  | WPA938 | WPA938 | ASSY | M&M Plant | Inhouse-Instruments | 6 MONTH | 2026-02-26 | 2026-08-26 | OK |  |  |  | Pavi | M&M | Automotive
3199 | Service | TW229 | TORQUE WRENCH | 0-50Nm |  | TOHNICHI |  |  | OP491 | OP491 | ASSY | MSIL Plant | Inhouse-Instruments | 6 MONTH | 2025-10-20 | 2026-04-20 | OVER DUE |  |  |  | Gowri | MSIL | Automotive
3200 | Service | TW231 | TORQUE WRENCH | 20-100Nm | 601716N-ACLS50N3 | TOHNICHI |  |  | WPA1023 | WP1023 | ASSY | MSIL Plant | Inhouse-Instruments | 6 MONTH | 2026-03-22 | 2026-09-22 | OK |  |  |  | Gowri | MSIL | Automotive
3201 | Service | TW235 | TORQUE WRENCH | 20-100Nm | 157214H-QL100N4 | TOHNICHI |  | MANUAL | IFC1023 | IFC1023 | ASSY-01 | M&M Plant | Inhouse-Instruments | 6 MONTH | 2025-10-30 | 2026-04-30 | OVER DUE |  |  |  | Pavi | Kohler | Automotive
3202 | Service | TW236 | TORQUE WRENCH | 0-100Nm | 157414H-QL100N4 | TOHNICHI |  |  | OP1023 | OP1023 | ASSY | MSIL Plant | Inhouse-Instruments | 6 MONTH | 2025-10-30 | 2026-04-30 | OVER DUE |  |  |  | Gowri | MSIL | Automotive
3203 | Service | TW238 | TORQUE WRENCH | 20-100Nm | 129584J-QLLS100N4 | TOHNICHI |  | MANUAL | IFC977M2 | IFC977M2 | ASSY-01 | M&M Plant | Inhouse-Instruments | 6 MONTH | 2026-04-03 | 2026-10-03 | OK |  |  |  | Pavi | M&M | Automotive
3204 | Service | TW240 | TORQUE WRENCH | 20-100Nm | 602391N-ACLS100N3 | TOHNICHI |  | ATOMATIC | OP1017 | OP1017 | ASSY-01 | M&M Plant | Inhouse-Instruments | 6 MONTH | 2025-10-10 | 2026-04-10 | OVER DUE |  |  |  | Pavi | M&M | Automotive
3205 | Service | TW242 | TORQUE WRENCH | 0-100Nm | 185499N-QLLS100N4 | TOHNICHI |  | MANUAL | WPA939 | WP939 | ASSY-01 | M&M Plant | Inhouse-Instruments | 6 MONTH | 2026-02-28 | 2026-08-28 | OK |  |  |  | Pavi | M&M | Automotive
3206 | Service | TW245 | TORQUE WRENCH | 20-100NM | QLLS100N4-125410P | TOHNICHI |  |  | WPA939 | WP939 | ASSY-01 | M&M Plant | Inhouse-Instruments | 6 MONTH | 2026-02-10 | 2026-08-10 | OK |  |  |  | Pavi | M&M | Automotive
3207 | Service | TW246 | TORQUE WRENCH | 10-50Nm | QSPLS50N3-114906P | TOHNICHI |  | MANUAL | IFC895M1 | IFC895M1 | ASSY-01 | M&M Plant | Inhouse-Instruments | 6 MONTH | 2026-02-19 | 2026-08-19 | OK |  |  |  | Pavi | M&M | Automotive
3208 | Service | TW246 | TORQUE WRENCH | 10-50Nm | QSPLS50N3-114904P | TOHNICHI |  | MANUAL | IFC977M2 | IFC977M2 | ASSY-01 | M&M Plant | Inhouse-Instruments | 6 MONTH | 2026-02-19 | 2026-08-19 | OK |  |  |  | Pavi | M&M | Automotive
3209 | Service | TW249 | TORQUE WRENCH | 10-50Nm | QL25N5 | TOHNICHI |  | MANUVALE | FP89 | FP89 | ASSY-01 | Fuel Pump | Inhouse-Instruments | 6 MONTH | 2026-04-16 | 2026-10-16 | OK |  |  |  | Gowri | Fuel Pump | Automotive
3210 | Service | TW250 | TORQUE WRENCH | 10-100NM | QL100N4 | TOHNICHI |  | MANUVALE | OP1023 | OP1023 | ASSY-01 | M&M Plant | Inhouse-Instruments | 6 MONTH | 2026-04-16 | 2026-10-16 | OK |  |  |  | Pavi | M&M | Automotive
3211 | Service | TW252 | TORQUE WRENCH | 10-25NM | QL50N | TOHNICHI |  | MANUVALE | WPA962 | WPA962 | ASSY-01 | MSIL Plant | Inhouse-Instruments | 6 MONTH | 2025-10-24 | 2026-04-24 | OVER DUE |  |  |  | Gowri | VST | Automotive
3212 | Active | TW254 | TORQUE WRENCH | 10-50 Nm | QL50N-221366P | TOHNICHI |  | PLUG TORQUE |  |  | ASSY-01 | M&M Plant | Inhouse-Instruments | 6 MONTH | 2026-04-03 | 2026-10-03 | OK |  |  |  | Pavi | M&M | Automotive
3213 | Active | TW255 | TORQUE WRENCH | 10-50 Nm | PQLLS50N-063235E | TOHNICHI |  | PLUG TORQUE |  |  | ASSY-01 | M&M Plant | Inhouse-Instruments | 6 MONTH | 2026-04-03 | 2026-10-03 | OK |  |  |  | Pavi | M&M | Automotive
3214 | Active | TW256 | TORQUE WRENCH | 10-50 Nm | 188243Q | TOHNICHI |  | PLUG TORQUE | OP854 | OP854 | TML OP ASSY-01 | MSIL Plant | Inhouse-Instruments | 6 MONTH | 2026-03-20 | 2026-09-20 | OK |  |  |  | Gowri | MSIL | Automotive
3215 | ACTIVE | TW257 | TORQUE WRENCH |  | QL50N | TOHNICHI |  | PLUG TORQUE | OP809 | GM | ASSY | GM | Inhouse-Instruments | 6 MONTH | 2025-12-17 | 2026-06-17 | OK |  |  | RAJEDRAN | Pavi | GM | Automotive
3216 | Service | VB006 | V BLOCK | 100X80X80MM | * | CRYSTAL |  | * | COMMON | COMMON | RECEIVING INS | LAB | Inhouse-Instruments | 2 MONTH | 2026-05-12 | 2026-07-12 | OK |  | 2013-07-09 |  | Pavi | LAB | Automotive
3217 | Service | VB007 | V BLOCK | 100X80X80MM | * | CRYSTAL |  | * | COMMON | COMMON | STD ROOM | LAB | Inhouse-Instruments | 2 MONTH | 2026-05-12 | 2026-07-12 | OK |  | 2022-03-12 |  | Pavi | LAB | Automotive
3218 | Active | VB010 | V BLOCK | 100X80X80MM | * | CRYSTAL |  | * | COMMON | COMMON | STD ROOM | LAB | Inhouse-Instruments | 2 MONTH | 2026-05-12 | 2026-07-12 | OK |  | 2018-02-07 |  | Pavi | LAB | Automotive
3219 | Service | VC065 | VERNIER CALIPER | 0.02-150mm | - | INSIZE |  | ANALOG TYPE | SQA | SQA | SQA | SQA | Inhouse-Instruments | 2 MONTH |  |  | NO PLAN |  |  | Manivannan.C | Pavi |  | Automotive
3220 | Active | VC085 | VERNIER CALIPER | 0.02-150mm | 0.01MM/DIGITAL | MITUTOYO |  | DIGITAL DISPLAY | M&M | M&M | M/C SHOP | M&M Plant | Inhouse-Instruments | 2 MONTH | 2026-03-21 | 2026-05-21 | DUE SOON |  |  | Manivannan.C | Pavi | M&M | Automotive
3221 | Scrap | VC096 | VERNIER CALIPER | 0.01-150mm | A16172115-0.01MM | MITUTOYO |  | DIGITAL DISPLAY 6 | SQA | SQA | SQA | SQA | Inhouse-Instruments | 2 MONTH |  |  | NO PLAN |  |  | Manivannan.C | Pavi |  | Automotive
3222 | Service | VC098 | VERNIER CALIPER | 0.01-200mm | 1605136 | ABSOLUTE |  | DIGITAL DIAL | PDC | PDC | PDC DIE CASTING | PDC Shop | Inhouse-Instruments | 2 MONTH |  |  | NO PLAN |  |  | Manivannan.C | Gowri | MSIL | Automotive
3223 | Scrap | VC101 | VERNIER CALIPER | 0.01-150mm | 0.01MM | TESA |  | DIGITAL DISPLAY | M&M | M&M | M/C SHOP | Development | Inhouse-Instruments | 2 MONTH | 2025-11-30 |  | NO PLAN |  |  | Manivannan.C | Pavi |  | Automotive
3224 | Service | VC104 | VERNIER CALIPER | 0.01-150MM | 6A0130801-0.01 | TESA |  | DIGITAL | OP898 | OP898 | M/C SHOP | GM | Inhouse-Instruments | 2 MONTH |  |  | NO PLAN |  |  | Manivannan.C | Pavi | GM | Automotive
3225 | Active | VC105 | VERNIER CALIPER | 0.01-150MM | 6A0086401-0.01 | TESA |  | DIGITAL | * | * |  | MSIL Plant | Inhouse-Instruments | 2 MONTH | 2026-03-21 | 2026-05-21 | DUE SOON |  |  | Manivannan.C | Gowri | MSIL | Automotive
3226 | Service | VC106 | VERNIER CALIPER | 0.01-150mm | 5L 0012901-0.01 | TESA |  | DIGITAL | FORD | FORD | M/C SHOP | PDC Shop | Inhouse-Instruments | 2 MONTH | 2026-01-30 | 2026-03-30 | OVER DUE |  |  | Manivannan.C | Gowri | MSIL | Automotive
3227 | Active | VC113 | VERNIER CALIPER | 0-300MM | A19203855-0.01 | MITUTOYO |  | DIGITAL DAIL | SQA | SQA | SQA | SQA | Inhouse-Instruments | 6 MONTH | 2026-02-06 | 2026-08-06 | OK |  |  | Manivannan.C | Pavi |  | Automotive
3228 | Service | VC114 | VERNIER CALIPER | 0-150mm | A19124674 | MITUTOYO |  | * | M&M | M&M | M/C SHOP | M&M Plant | Inhouse-Instruments | 6 MONTH |  |  | NO PLAN |  |  | Manivannan.C | Pavi | M&M | Automotive
3229 | Scrap | VC115 | VERNIER CALIPER | 0-150MM | A19231970-0.01 | MITUTOYO |  | * | PDC | PDC | PDC | PDC Shop | Inhouse-Instruments | 2 MONTH |  |  | NO PLAN |  |  | Manivannan.C | Gowri | MSIL | Automotive
3230 | Service | VC116 | VERNIER CALIPER | 0-150MM | A19073081-0.01 | MITUTOYO |  | * | MSIL | MSIL | MSIL | MSIL Plant | Inhouse-Instruments | 2 MONTH |  |  | NO PLAN |  |  | Manivannan.C | Gowri | MSIL | Automotive
3231 | Service | VC117 | VERNIER CALIPER | 0-150MM | A19231954-0.01 | MITUTOYO |  | * | DEV | DEV | DEV | MSIL Plant | Inhouse-Instruments | 2 MONTH | 2026-04-03 | 2026-06-03 | OK |  |  | Manivannan.C | Gowri | MSIL | Automotive
3232 | Scrap | VC119 | VERNIER CALIPER | 0-150MM | A20189880-0.01 | MITUTOYO |  | Digital | * | * | SQA | SQA | Inhouse-Instruments | 2 MONTH | 2025-12-24 |  | NO PLAN |  |  | Manivannan.C | Pavi |  | Automotive
3233 | Service | VC120 | VERNIER CALIPER | 0-150MM | A19072936 | MITUTOYO |  | Digital | GM&FORD | GM&FORD | GM&FORD | GM | Inhouse-Instruments | 2 MONTH | 2026-04-05 | 2026-06-05 | OK |  |  | Manivannan.C | Pavi | GM | Automotive
3234 | Active | VC121 | VERNIER CALIPER | 0-300mm | C2105291167 | DASQUA |  | DIGITAL | PDC | PDC | PDC | PDC Shop | Inhouse-Instruments | 6 MONTH | 2025-12-13 | 2026-06-13 | OK |  |  | Manivannan.C | Gowri | MSIL | Automotive
3235 | Active | VC122 | VERNIER CALIPER | 0-150MM | A21113746 | MITUTOYO |  | DIGITAL | GM | GM | GM | GM | Inhouse-Instruments | 6 MONTH | 2026-03-09 | 2026-09-09 | OK |  |  | Manivannan.C | Pavi | GM | Automotive
3236 | Scrap | VC123 | VERNIER CALIPER | 0-150MM | A22146121 | MITUTOYO |  | DIGITAL | MSIL | MSIL | M/C SHOP | MSIL Plant | Inhouse-Instruments | 6 MONTH | 2025-10-29 |  | NO PLAN |  |  | Manivannan.C | Gowri | MSIL | Automotive
3237 | Active | VC124 | VERNIER CALIPER | 0-150MM | A22146229 | MITUTOYO |  | Digital | PDC | PDC | PDC | M&M Plant | Inhouse-Instruments | 6 MONTH | 2025-12-24 | 2026-06-24 | OK |  |  | Manivannan.C | Pavi | M&M | Automotive
3238 | Scrap | VC126 | VERNIER CALIPER | 0-150MM | CD-6"ASX-A22282497 | MITUTOYO |  | DIGITAL 500-196-30 | Daikin | Daikin | DAIKIN | Daikin | Inhouse-Instruments | 6 MONTH |  |  | NO PLAN |  |  | Manivannan.C | Pavi | Daikin | Automotive
3239 | Active | VC127 | VERNIER CALIPER | 0-150MM | A22146221 | MITUTOYO |  | Digital | FP | FP | FP | Fuel Pump | Inhouse-Instruments | 6 MONTH | 2026-03-09 | 2026-09-09 | OK |  |  | Manivannan.C | Gowri | Fuel Pump | Automotive
3240 | Active | VC128 | VERNIER CALIPER |  | A22355227 | MITUTOYO |  | Digital | M&M | M&M | M/C SHOP | M&M Plant | Inhouse-Instruments | 6 MONTH | 2026-03-03 | 2026-09-03 | OK |  |  | Manivannan.C | Pavi | M&M | Automotive
3241 | Active | VC130 | VERNIER CALIPER | 0-150MM | A22355924 | MITUTOYO |  | Digital | PDC | PDC | PDC | PDC Shop | Inhouse-Instruments | 6 MONTH | 2026-03-16 | 2026-09-16 | OK |  |  | Manivannan.C | Gowri | MSIL | Automotive
3242 | Service | VC131 | VERNIER CALIPER | 0-300MM | SN-24010281 | YUZUKI |  | DIGITAL | DEV | DEV | TOOL ROOM | Development | Inhouse-Instruments | 6 MONTH | 2026-01-23 | 2026-07-23 | OK |  |  | Manivannan.C | Pavi |  | Automotive
3243 | Scrap | VC132 | VERNIER CALIPER | 0.01mm | SN-23110635 | YUZUKI |  | Digital | M&M | M&M | M&M | M&M Plant | Inhouse-Instruments | 6 MONTH | 2025-07-24 | 2026-07-24 | OK |  |  | Manivannan.C | Pavi | M&M | Automotive
3244 | Active | VC133 | VERNIER CALIPER | 0.01-150mm |  | MITUTOYO |  | DIGITAL | [5 empty] | 6 MONTH | 2026-03-14 | 2026-09-14 | OK |  |  |  | Gowri
3245 | Active | VC134 | VERNIER CALIPER | 0.01-150mm | * | * | NA | attribute | MSIL | MSIL | MSIL | MSIL Plant | Inhouse-Instruments | 6 MONTH | 2026-03-02 | 2026-09-02 | OK |  |  | ARJUN | Gowri | MSIL | Automotive
3246 |  | VC137 | VERNIER CALIPER | 0.01-150mm | B24241377 | MITUTOYO |  | DIGITAL | SQA | SQA | SQA | SQA |  |  |  |  | NO PLAN |  |  |  | Pavi
3247 | Active | VC138 | VERNIER CALIPER | 0.01-150mm |  | MITUTOYO |  | DIGITAL |  |  |  |  | Inhouse-Instruments | 6 MONTH | 2025-11-13 | 2026-05-13 | OVER DUE |  |  |  | Gowri |  | Automotive
3248 | Active | VC139 | VERNIER CALIPER | 0.01-150mm | B24241351 | MITUTOYO |  | DIGITAL |  |  |  |  | Inhouse-Instruments | 6 MONTH | 2025-11-13 | 2026-05-13 | OVER DUE |  |  |  | Gowri |  | Automotive
3249 | Active | VC140 | VERNIER CALIPER | 0.01-150mm | * | * | NA | attribute | DEV | DEV | MSIL | MSIL Plant | Inhouse-Gauges | 6 MONTH | 2025-11-19 | 2026-05-19 | DUE SOON |  |  |  | Gowri | MSIL | Automotive
3250 | Active | VHG043/4 | HEIGHT GAUGE | GROOVE HIGHT | * | * | NA | attribute | WPA779 | WPA779 | ASSY | M&M Plant | Inhouse-Gauges | 6 MONTH | 2026-02-09 | 2026-08-09 | OK |  |  |  | Pavi | M&M | Automotive
3251 | Active | VHG053/01 | HEIGHT GAUGE | 98.6 | * | * | NA | attribute | WPA770 | WPA770 | M&M | M&M Plant | Inhouse-Gauges | 6 MONTH | 2026-01-23 | 2026-07-23 | OK |  |  |  | Pavi | M&M | Automotive
3252 | Active | VHG055/1 | HEIGHT GAUGE | 79.5 | * | * | NA | attribute | WPA950 | WPA950 | CI ASSY-01 | M&M Plant | Inhouse-Gauges | 6 MONTH | 2025-12-20 | 2026-06-20 | OK |  |  |  | Pavi | M&M | Automotive
3253 | Active | VHG055/1 | HEIGHT GAUGE | 74 | * | * | NA | attribute | WPA899 | WPA899 | M&M | M&M Plant | Inhouse-Gauges | 6 MONTH | 2025-12-25 | 2026-06-25 | OK |  |  |  | Pavi | M&M | Automotive
3254 | Active | VHG-056/1 | HEIGHT GAUGE | 104.945/110.500 | * | * | NA | attribute | WPA949 | WPA949 | M&M | M&M Plant | Inhouse-Gauges | 6 MONTH | 2025-12-10 | 2026-06-10 | OK |  |  |  | Pavi | M&M | Automotive
3255 | Active | VHG062/1 | HEIGHT GAUGE | 108.445 | * | * | NA | attribute | WPA978 | WPA978 | M&M | M&M Plant | Inhouse-Gauges | 6 MONTH | 2026-01-08 | 2026-07-08 | OK |  |  |  | Pavi | M&M | Automotive
3256 | Active | VHGM001/01 | HEIGHT GAUGE MASTER | 56.9 | * | * | NA | attribute | WPA899 | WPA899 | M&M | M&M Plant | Inhouse-Gauges | 6 MONTH | 2025-12-20 | 2026-06-20 | OK |  |  |  | Pavi | M&M | Automotive
3257 | Active | VHGM002/01 | HEIGHT GAUGE MASTER | 56.9 | * | * | NA | attribute | WPA899 | WPA899 | M&M | M&M Plant | Inhouse-Gauges | 6 MONTH | 2025-12-20 | 2026-06-20 | OK |  |  |  | Pavi | M&M | Automotive
3258 | Active | VHGM055/1 | HEIGHT GAUGE MASTER | 74 | * | * | NA | attribute | WPA950 | WPA950 | CI ASSY-01 | M&M Plant | Inhouse-Gauges | 6 MONTH | 2025-12-20 | 2026-06-20 | OK |  |  |  | Pavi | M&M | Automotive
3259 | Active | VHGM062/1 | HEIGHT GAUGE MASTER | 108.445 & Flat Plate | * | * | NA | attribute | WPA978 | WPA978 | M&M | M&M Plant | Inhouse-Gauges | 6 MONTH | 2026-01-08 | 2026-07-08 | OK |  |  |  | Pavi | M&M | Automotive
3260 | Active | VHGM66/1 | HEIGHT GAUGE MASTER | 44.25 | * | * | NA | attribute | WPA989 | WPA989 | CI ASSY-01 | M&M Plant | Inhouse-Gauges | 6 MONTH | 2026-01-03 | 2026-07-03 | OK |  |  |  | Pavi | M&M | Automotive
3261 | Active | VHM001/01 | HEIGHT GAUGE MASTER | 50.9 | * | * | NA | attribute | WPA899 | WP899 | CAST IRON ASSY | M&M Plant | Inhouse-Gauges | 6 MONTH | 2026-02-21 | 2026-08-21 | OK |  |  |  | Pavi | M&M | Automotive
3263 | Active | DI853 | DIAL INDICATOR | 0.010 ~10.000 mm | 0.01MM | MITUTOYO |  | ANALOG | SQA | SQA | SQA REC | SQA | Inhouse-Instruments | 6 MONTH | 2026-01-27 | 2026-07-27 | OK |  | 2026-01-27 | Pavi | Pavi |  | Automotive
3264 | Active | DI854 | DIAL INDICATOR | 0.010 ~10.000 mm | 0.01MM | MITUTOYO |  | ANALOG | M1158 | M/C SHOP | DAIKIN | Daikin | Inhouse-Instruments | 6 MONTH | 2026-01-30 | 2026-07-30 | OK |  | 2026-01-30 | Pavi | Pavi | Daikin | Automotive
3265 | Active | VC141 | VERNIER CALIPER | 0.01-150mm | A25009653 | MITUTOYO | 0.01 | ABSOLUTE DIGIMATIC | MSIL | MSIL | MSIL | MSIL Plant | Inhouse-Gauges | 6 MONTH | 2026-01-04 | 2026-07-04 | OK |  |  |  | Gowri | MSIL | Automotive
3266 |  | TPG002/212 | THREAD PLUG GAUGE | M12X1.25-6H | * | * | NA | attribute | [5 empty] | 6 MONTH | 2026-02-06 | 2026-08-06 | OK |  |  |  | Gowri
3267 | ACTIVE | SPG1069/01 | SPECIAL POSITION GAUGE | 9/9.3&19+0.3 | * | * | NA | attribute | OP1037 | PITCH GAUGE |  |  | Inhouse-Gauges | 6 MONTH | 2025-12-17 | 2026-06-17 | OK |  |  |  | Gowri |  | Automotive
3268 | ACTIVE | SPG1070/01 | SPECIAL POSITION GAUGE | POSITION GAUGE | * | * | NA | attribute | OP1037 |  |  |  | Inhouse-Gauges | 6 MONTH | 2025-12-17 | 2026-06-17 | OK |  |  |  | Gowri |  | Automotive
3269 | ACTIVE | HG1041/01 | HEIGHT GAUGE |  | WPA949 | WPA949 | M&M | M&M Plant |  |  |  |  | Inhouse-Gauges | 6 MONTH | 2025-12-17 | 2026-06-17 | OK |  |  |  | Gowri |  | Automotive
3270 | ACTIVE | HGM1041/01A | HEIGHT GAUGE MASTER | 84.8/85.2 | * | * | NA | attribute |  |  |  |  | Inhouse-Gauges | 6 MONTH | 2025-12-17 | 2026-06-17 | OK |  |  |  | Gowri |  | Automotive
3271 | ACTIVE | HGM1041/01B | HEIGHT GAUGE MASTER | 100.15/99.85 | * | * | NA | attribute |  |  |  |  | Inhouse-Gauges | 6 MONTH | 2025-12-17 | 2026-06-17 | OK |  |  |  | Gowri |  | Automotive
3272 |  | SPG1092/01 | SPECIAL GAUGE | SPL-IMPELLER HEIGHT Ø22.16±0.15 and ODØ82-0.2 | * | * | NA | attribute | WPA1037 | WPA1037.01 | [6 empty] | NO PLAN |  |  |  | Gowri
3273 |  | RG072/01 | Ring gauge | 52.500/52.600 | * | * | NA | attribute | [8 empty] | NO PLAN |  |  |  | Gowri
3274 |  | MG026/03 | MANDLE | Ø11.967/11.947 | * | * | NA | attribute | [8 empty] | NO PLAN |  |  |  | Gowri
3275 |  | SPG1093/01 | position gauge | 0.60Position | * | * | NA | attribute | [8 empty] | NO PLAN |  |  |  | Gowri
3276 |  | PG630/09 | plug gauge | 20.000/20.052 | * | * | NA | attribute | WP1037 | WP1037 | [6 empty] | STOCK REPORT -32 |  |  |  | Gowri
3277 |  | SNG973/01 | Snap gauge | 93.600/93.950 | * | * | NA | attribute | [8 empty] | NO PLAN |  |  |  | Gowri
3278 |  | CCG088/01 | Concentricity gauge | 29.90&41.90 | * | * | NA | attribute | [8 empty] | NO PLAN |  |  |  | Gowri
3279 |  | SNG974/01 | Snap gauge | 50.700/50.800 | * | * | NA | attribute | WPA1037 | WPA1037 | [6 empty] | STOCK REPORT -32 |  |  |  | Gowri
3280 |  | PG596/03 | Plug gauge | 8.500/8.800 | * | * | NA | attribute | WPA1037 | WPA1037 |  |  | Inhouse-Gauges |  |  |  | STOCK REPORT -32 |  |  |  | Gowri |  | Automotive
3281 |  | DG1052/01 | Depth gauge | 46.100/46.200 | * | * | NA | attribute | WPA1037 | WPA1037 |  |  | Inhouse-Gauges | 6 MONTH |  |  | STOCK REPORT -32 |  |  |  | Gowri |  | Automotive
3282 |  | SNG975/01 | PLUG GAUGE | 53.900/54.100 | * | * | NA | attribute | WPA1037 | WPA1037 | [6 empty] | STOCK REPORT -32 |  |  |  | Gowri
3283 |  | HG466/01 | Pulley total height | 95±0.3 | * | * | NA | attribute | [8 empty] | NO PLAN |  |  |  | Gowri
3284 |  | SPG1096/01 | Seal working height | 6.8±0.1 | * | * | NA | attribute | [8 empty] | NO PLAN |  |  |  | Gowri
3285 | Active | SPG1094/01 | SPECIAL GAUGE | SPL-IMPELLER HEIGHT 36.67±0.25 | * | * | NA | attribute | WPA970 | WPA970 | TML OP ASSY-01 | MSIL Plant | Inhouse-Gauges | 6 MONTH | 2026-03-14 | 2026-09-14 | OK |  |  |  | Gowri | MSIL | Automotive
3286 |  | SNG976/01 | Ring gauge | 86.300/86.700 | * | * | NA | attribute | [8 empty] | NO PLAN |  |  |  | Gowri
3287 |  | SPG1095/01 | position gauge with free rotation | 0.45 | * | * | NA | attribute | [8 empty] | NO PLAN |  |  |  | Gowri
3288 |  | SNG977/01 | Snap gauge | 10.900/11.100 | * | * | NA | attribute |  |  |  |  | Inhouse-Gauges |  |  |  | STOCK REPORT -32 |  |  |  | Gowri |  | Automotive
3289 |  | PG555/13 | Plug gauge | 3.900/4.100 | * | * | NA | attribute | WPA1037 | WPA1037 |  |  | Inhouse-Gauges |  |  |  | STOCK REPORT -32 |  |  |  | Gowri |  | Automotive
3290 |  | SLG196/01 | SLIP GAUGE | 7.700/8.100 | * | * | NA | attribute | Width gauge | [7 empty] | NO PLAN |  |  |  | Gowri
3291 |  | SNG978/01 | Snap gauge | 82.950/83.000 | * | * | NA | attribute | [8 empty] | STOCK REPORT -32 |  |  |  | Gowri
3292 |  | DG1053/01 | Depth gauge | 3.250/3.350 | * | * | NA | attribute | [8 empty] | NO PLAN |  |  |  | Gowri
3293 | ACTIVE | DG1051/01 | DEPTH GAUGE | 14.500/15.000 | * | * | NA | attribute | WPA1037 | ASSY | ASSY | MSIL Plant | Inhouse-Gauges | 6 MONTH | 2026-01-19 | 2026-07-19 | OK |  | 2026-01-19 |  | Gowri |  | Automotive
3294 |  | PG668/103 | PLUG GAUGE | 4.917/5.153 | * | * | NA | attribute |  | M6 | [6 empty] | NO PLAN |  |  |  | Gowri
3295 |  | PG613/87 | PLUG GAUGE | 6.647/6.912 | * | * | NA | attribute | WPA1037 | WPA1037 |  |  | Inhouse-Gauges |  |  |  | STOCK REPORT -32 |  |  |  | Gowri |  | Automotive
3296 | Active | MD039/01 | MANDLE | 21.918/21.934 |  | RBC |  | HUB DIA | WP1037 | WP1037 | SQA | SQA | Inhouse-Gauges | 6 MONTH | 2025-11-10 | 2026-05-10 | OVER DUE |  |  |  | Pavi | M&M | Automotive
3297 | ACTIVE | VHG66/1 | PLUG GAUGE | 4.900/5.100 | * | * | NA | attribute | OP1037 | OP1037 | MSIL | MSIL Plant | Inhouse-Gauges | 6 MONTH | 2025-12-17 | 2026-06-17 | OK |  |  |  | Gowri |  | Automotive
3298 | ACTIVE | PG1034/01 | PLUG GAUGE | 6.65/6.85 | * | * | NA | attribute | OP1037 | OP1037 | MSIL | MSIL Plant | Inhouse-Gauges | 6 MONTH | 2025-12-17 | 2026-06-17 | OK |  |  |  | Gowri |  | Automotive
3300 | ACTIVE |  | DEPTH GAUGE | 2.900/3.100 | * | * | NA | attribute | OP1037 | OP1037 | MSIL | MSIL Plant | Inhouse-Gauges | 6 MONTH | 2025-12-17 | 2026-06-17 | OK |  |  |  | Gowri |  | Automotive
3302 | Active |  | SNAP GAUGE | 8.000/8.100 | * | * | NA | attribute | PRESSURE CAP ASSY | PRESSURE CAP ASSY |  |  | Inhouse-Gauges | 6 MONTH | 2026-01-07 | 2026-07-07 | OK |  |  |  | Gowri |  | Automotive
3303 |  |  | SNAP GAUGE | 8.000/8.100 | * | * | NA | attribute | PRESSURE CAP ASSY | PRESSURE CAP ASSY |  |  | Inhouse-Gauges | 6 MONTH | 2026-01-07 | 2026-07-07 | OK |  |  |  | Gowri |  | Automotive
3304 | Active |  | THREAD PLUG GAUGE | M6X1-6H | * | * | NA | attribute | PRESSURE CAP ASSY | PRESSURE CAP ASSY |  |  |  | 6 MONTH | 2026-01-07 | 2026-07-07 | OK |  |  |  | Gowri
3305 | Active |  | SETTING MASTER | 27.5-0.015/-0.04 |  | SLSE |  |  | OP1037 | OP1037 |  | MSIL Plant | Inhouse-Gauges | 6MONTH | 2026-01-08 | 2026-07-08 | OK |  |  | 2025-10-22 | Gowri | 6 MONTH | Automotive
3306 | ACTIVE |  | MANDLE | 15.853/15.874 |  | SLSE |  | INNER ROTOR DIA | OP1037 | OP1037 |  |  | Inhouse-Gauges | 6 MONTH | 2025-12-17 | 2026-06-17 | OK |  |  |  | Gowri |  | Automotive
3307 |  | TW258 | TORQUE WRENCH | 10-50NM |  | TOHNICHI |  |  | IFC1023 | IFC1023 | ASSY | M&M Plant | Inhouse-Instruments | 6 MONTH | 2026-03-16 | 2026-09-16 | OK |  |  |  | Gowri | M&M | Automotive
3307 | ACTIVE | DG1034/03 | DEPTH GAUGE | 7.000/7.100 | * | * | NA | attribute | OP1010 | OP1010 | MSIL | M&M Plant | Inhouse-Gauges | 6 MONTH | 2026-04-22 | 2026-10-22 | OK |  | 2024-04-22 |  |  | M&M | Automotive
3308 | ACTIVE | SPG1006/01 | SPECIAL GAUGE | - | * | * | NA | attribute | WPA | WPA |  |  | Inhouse-Gauges | 6 MONTH | 2025-12-17 | 2026-06-17 | OK |  |  |  | Gowri |  | Automotive
3308 | ACTIVE | SNG943/06 | SNAP GAUGE | 14.250/14.150 | * | * | NA | attribute | M1156 | M1156 |  |  | Inhouse-Gauges | 6 MONTH | 2026-02-22 | 2026-08-22 | OK |  | 2023-08-22 |  |  |  | Automotive
3310 | Active | PG0352/1 | PLUG GAUGE | 13.980/14.030 | * | * | NA | attribute | OP772 | OP772 | M&M AL M/C SHOP | M&M Plant | Inhouse-Gauges | 1 MONTH | 2026-04-12 | 2026-05-12 | OVER DUE |  |  | PAVI | Pavi | M&M | Automotive
3311 | ACTIVE | DG1053/04 | DEPTH GAUGE | 14.500/15.000 | * | * | NA | attribute | WPA1037 | ASSY | ASSY | MSIL Plant | Inhouse-Gauges | 6 MONTH | 2026-01-19 | 2026-07-19 | OK |  | 2026-01-19 |  | Gowri |  | Automotive
3314 | ACTIVE | SNG979/01 | SNAP GAUGE | 56.10/55.90 | * | * | NA | attribute | WPA1037 | ASSY | ASSY | MSIL Plant | Inhouse-Gauges | 6 MONTH | 2026-01-21 | 2026-07-21 | OK |  | 2026-01-21 |  | Gowri |  | Automotive
3315 | ACTIVE | SNG979/02 | SNAP GAUGE | 56.10/55.90 | * | * | NA | attribute | WPA1037 | ASSY | ASSY | MSIL Plant | Inhouse-Gauges | 6 MONTH | 2026-01-21 | 2026-07-21 | OK |  | 2026-01-21 |  | Gowri |  | Automotive
3316 | ACTIVE | PG596/05 | PLUG GAUGE | 8.50/8.80 | * | * | NA | attribute | WPA1037 | ASSY | ASSY | MSIL Plant | Inhouse-Gauges | 6 MONTH | 2026-01-21 | 2026-07-21 | OK |  |  |  | Gowri |  | Automotive
3317 | ACTIVE | PG596/04 | PLUG GAUGE | 8.500/8.800 | * | * | NA | attribute | WPA1037 | ASSY | ASSY | MSIL Plant | Inhouse-Gauges | 6 MONTH | 2026-01-21 | 2026-07-21 | OK |  | 2026-01-21 |  | Gowri |  | Automotive
3318 | ACTIVE | PG630/10 | PLUG GAUGE | 20.00/20.05 | * | * | NA | attribute | WPA1037 | ASSY | ASSY | MSIL Plant | Inhouse-Gauges | 6 MONTH | 2026-01-21 | 2026-07-21 | OK |  | 2026-01-21 |  | Gowri |  | Automotive
3319 | ACTIVE | PG596/10 | PLUG GAUGE | 20.00/20.05 | * | * | NA | attribute | WPA1037 | ASSY | ASSY | MSIL Plant | Inhouse-Gauges | 6 MONTH | 2026-01-21 | 2026-07-21 | OK |  | 2026-01-21 |  | Gowri |  | Automotive
3320 | ACTIVE | PG668/103 | PLUG GAUGE | 4.900/5.100 | * | * | NA | attribute | WPA1037 | ASSY | ASSY | MSIL Plant | Inhouse-Gauges | 6 MONTH | 2026-01-21 | 2026-07-21 | OK |  | 2026-01-21 |  | Gowri |  | Automotive
3321 | ACTIVE | PG668/104 | PLUG GAUGE | 4.900/5.100 | * | * | NA | attribute | WPA1037 | ASSY | ASSY | MSIL Plant | Inhouse-Gauges | 6 MONTH | 2026-01-21 | 2026-07-21 | OK |  | 2026-01-21 |  | Gowri |  | Automotive
3322 | ACTIVE | PG669/103 | PLUG GAUGE | 4.917/5.152 | * | * | NA | attribute | WPA1037 | ASSY | ASSY | MSIL Plant | Inhouse-Gauges | 6 MONTH | 2026-01-21 | 2026-07-21 | OK |  | 2026-01-21 |  | Gowri |  | Automotive
3323 | ACTIVE | PG669/104 | PLUG GAUGE | 4.917/5.152 | * | * | NA | attribute | WPA1037 | ASSY | ASSY | MSIL Plant | Inhouse-Gauges | 6 MONTH | 2026-01-21 | 2026-07-21 | OK |  | 2026-01-21 |  | Gowri |  | Automotive
3324 | ACTIVE | PG555/19 | PLUG GAUGE | 3.90/4.10 | * | * | NA | attribute | WPA1037 | ASSY | ASSY | MSIL Plant | Inhouse-Gauges | 6 MONTH | 2026-01-21 | 2026-07-21 | OK |  | 2026-01-21 |  | Gowri |  | Automotive
3325 | ACTIVE | PG555/14 | PLUG GAUGE | 3.90/4.10 | * | * | NA | attribute | WPA1037 | ASSY | ASSY | MSIL Plant | Inhouse-Gauges | 6 MONTH | 2026-01-21 | 2026-07-21 | OK |  | 2026-01-21 |  | Gowri |  | Automotive
3326 | ACTIVE | PG613/87 | PLUG GAUGE | 6.647/6.912 | * | * | NA | attribute | WPA1037 | ASSY | ASSY | MSIL Plant | Inhouse-Gauges | 6 MONTH | 2026-01-21 | 2026-07-21 | OK |  | 2026-01-21 |  | Gowri |  | Automotive
3327 | ACTIVE | PG613/88 | PLUG GAUGE | 6.647/6.912 | * | * | NA | attribute | WPA1037 | ASSY | ASSY | MSIL Plant | Inhouse-Gauges | 6 MONTH | 2026-01-21 | 2026-07-21 | OK |  | 2026-01-21 |  | Gowri |  | Automotive
3328 | ACTIVE | DG1052/03 | DEPTH GAUGE | 46.10/46.20 | * | * | NA | attribute | WPA1037 | ASSY | ASSY | MSIL Plant | Inhouse-Gauges | 6 MONTH | 2026-01-21 | 2026-07-21 | OK |  | 2026-01-21 |  | Gowri |  | Automotive
3329 | ACTIVE | DG1052/02 | DEPTH GAUGE | 46.10/46.20 | * | * | NA | attribute | WPA1037 | ASSY | ASSY | MSIL Plant | Inhouse-Gauges | 6 MONTH | 2026-01-21 | 2026-07-21 | OK |  | 2026-01-21 |  | Gowri |  | Automotive
3330 | ACTIVE | DG1053/03 | DEPTH GAUGE | 14.5/15.00 | * | * | NA | attribute | WPA1037 | ASSY | ASSY | MSIL Plant | Inhouse-Gauges | 6 MONTH | 2026-01-21 | 2026-07-21 | OK |  | 2026-01-21 |  | Gowri |  | Automotive
3331 | ACTIVE | DG1053/02 | DEPTH GAUGE | 14.5/15.00 | * | * | NA | attribute | WPA1037 | ASSY | ASSY | MSIL Plant | Inhouse-Gauges | 6 MONTH | 2026-01-21 | 2026-07-21 | OK |  | 2026-01-21 |  | Gowri |  | Automotive
3332 | ACTIVE | SPG1094/01 | SPECIAL GAUGE | SPL-IMPELLER HEIGHT 30.42/30.92 | * | * | NA | attribute | WPA1037 | ASSY | ASSY | MSIL Plant | Inhouse-Gauges | 6 MONTH | 2026-01-21 | 2026-07-21 | OK |  |  |  | Gowri | MSIL | Automotive
3333 | ACTIVE | SPG1094/01 | MASTER | 30.42/30.92 | * | * | NA | attribute | WPA1037 | ASSY | ASSY | MSIL Plant | Inhouse-Gauges | 6 MONTH | 2026-01-21 | 2026-07-21 | OK |  |  |  | Gowri |  | Automotive
3334 | ACTIVE | CCG088/1 | Concentricity gauge | 41.00&30.00 | * | * | NA | attribute | WPA1037 | ASSY | ASSY | MSIL Plant | Inhouse-Gauges | 6 MONTH | 2026-01-21 | 2026-07-21 | OK |  |  |  | Gowri |  | Automotive
3335 | ACTIVE | CCG088/2 | Concentricity gauge | 41.00&30.00 | * | * | NA | attribute | WPA1037 | ASSY | ASSY | MSIL Plant | Inhouse-Gauges | 6 MONTH | 2026-01-21 | 2026-07-21 | OK |  |  |  | Gowri |  | Automotive
3336 | ACTIVE | RG976/01 | Ring gauge | 86.30/86.70 | * | * | NA | attribute | WPA1037 | ASSY | ASSY | MSIL Plant | Inhouse-Gauges | 6 MONTH | 2026-01-21 | 2026-07-21 | OK |  |  |  | Gowri |  | Automotive
3337 | Active | RG976/02 | Ring gauge | 86.30/86.70 | * | * | NA | attribute | WPA1037 | ASSY | ASSY | MSIL Plant | Inhouse-Gauges | 6 MONTH | 2026-01-21 | 2026-07-21 | OK |  |  |  | Gowri |  | Automotive
3338 | ACTIVE | SNG977/03 | SNAP GAUGE | 11.10/10.90 | * | * | NA | attribute | WPA1037 | ASSY | ASSY | MSIL Plant | Inhouse-Gauges | 6 MONTH | 2026-01-21 | 2026-07-21 | OK |  | 2026-01-21 |  | Gowri |  | Automotive
3339 | ACTIVE | SNG977/02 | SNAP GAUGE | 11.10/10.90 | * | * | NA | attribute | WPA1037 | ASSY | ASSY | MSIL Plant | Inhouse-Gauges | 6 MONTH | 2026-01-21 | 2026-07-21 | OK |  | 2026-01-21 |  | Gowri |  | Automotive
3340 | ACTIVE | SNG975/03 | SNAP GAUGE | 54.10/53.90 | * | * | NA | attribute | WPA1037 | ASSY | ASSY | MSIL Plant | Inhouse-Gauges | 6 MONTH | 2026-01-21 | 2026-07-21 | OK |  | 2026-01-21 |  | Gowri |  | Automotive
3341 | ACTIVE | SNG975/02 | SNAP GAUGE | 54.10/53.90 | * | * | NA | attribute | WPA1037 | ASSY | ASSY | MSIL Plant | Inhouse-Gauges | 6 MONTH | 2026-01-21 | 2026-07-21 | OK |  | 2026-01-21 |  | Gowri |  | Automotive
3342 | ACTIVE | SNG974/03 | SNAP GAUGE | 50.80/50.70 | * | * | NA | attribute | WPA1037 | ASSY | ASSY | MSIL Plant | Inhouse-Gauges | 6 MONTH | 2026-01-21 | 2026-07-21 | OK |  | 2026-01-21 |  | Gowri |  | Automotive
3343 | ACTIVE | SNG974/02 | SNAP GAUGE | 50.80/50.70 | * | * | NA | attribute | WPA1037 | ASSY | ASSY | MSIL Plant | Inhouse-Gauges | 6 MONTH | 2026-01-21 | 2026-07-21 | OK |  | 2026-01-21 |  | Gowri |  | Automotive
3344 | ACTIVE | SNG978/03 | SNAP GAUGE | 83.000/82.950 | * | * | NA | attribute | WPA1037 | ASSY | ASSY | MSIL Plant | Inhouse-Gauges | 1 MONTH | 2026-04-21 | 2026-05-21 | DUE SOON |  | 2026-04-21 |  | Gowri |  | Automotive
3345 | ACTIVE | SNG978/02 | SNAP GAUGE | 83.000/82.950 | * | * | NA | attribute | WPA1037 | ASSY | ASSY | MSIL Plant | Inhouse-Gauges | 1 MONTH | 2026-04-21 | 2026-05-21 | DUE SOON |  | 2026-04-21 |  | Gowri |  | Automotive
3346 | ACTIVE | SNG072/01 | SNAP GAUGE | 52.60/52.50 | * | * | NA | attribute | WPA1037 | ASSY | ASSY | MSIL Plant | Inhouse-Gauges | 6 MONTH | 2026-01-21 | 2026-07-21 | OK |  | 2026-01-21 |  | Gowri |  | Automotive
3347 | ACTIVE | SNG072/02 | SNAP GAUGE | 52.60/52.50 | * | * | NA | attribute | WPA1037 | ASSY | ASSY | MSIL Plant | Inhouse-Gauges | 6 MONTH | 2026-01-21 | 2026-07-21 | OK |  | 2026-01-21 |  | Gowri |  | Automotive
3348 | ACTIVE | HG141/01 | HEIGHT GAUGE | 95±0.3 | * | * | NA | attribute | WPA1037 | ASSY | ASSY | MSIL Plant | Inhouse-Gauges | 6 MONTH | 2026-01-21 | 2026-07-21 | OK |  |  |  | Gowri |  | Automotive
3349 | ACTIVE | SM156/01 | MASTER | 95±0.3 | * | * | NA | attribute | WPA1037 | ASSY | ASSY | MSIL Plant | Inhouse-Gauges | 6 MONTH | 2026-01-21 | 2026-07-21 | OK |  |  |  | Gowri |  | Automotive
3350 | ACTIVE | DI306 | DIAL INDICATOR | 0.01MM | * | * | NA | attribute | WPA1037 | ASSY | ASSY | MSIL Plant | Inhouse-Gauges | 6 MONTH | 2026-01-21 | 2026-07-21 | OK |  |  |  | Gowri |  | Automotive
3351 | ACTIVE | PG663/90 | PLUG GAUGE | 4.917/5.153 | * | * | NA | attribute |  |  |  |  | Inhouse-Gauges | 6 MONTH | 2026-02-21 | 2026-08-21 | OK |  | 2026-02-21 |  | Gowri |  | Automotive
3352 | ACTIVE | PG0322/04 | PLUG GAUGE | 7.250/7.450 | * | * | NA | attribute |  |  |  |  | Inhouse-Gauges | 6 MONTH | 2026-02-21 | 2026-08-21 | OK |  | 2026-02-21 |  | Gowri |  | Automotive
3353 | ACTIVE | PG0320/02 | PLUG GAUGE | 7.948/7.970 | * | * | NA | attribute |  |  |  |  | Inhouse-Gauges | 6 MONTH | 2026-02-21 | 2026-08-21 | OK |  | 2026-02-21 |  | Gowri |  | Automotive
3354 | ACTIVE | TPG040/06 | THREAD PLUG GAUGE | M12X1.75-6H | * | * | NA | attribute | M&M | M&M | M&M |  | Inhouse-Gauges | 6 MONTH | 2026-02-23 | 2026-08-23 | OK |  |  |  | Gowri |  | Automotive
3355 | ACTIVE | PG0442/1 | PLUG GAUGE | 15.510/15.550 | * | * | NA | attribute | WP814 | WP814 |  |  | Inhouse-Gauges | 1 MONTH | 2026-04-23 | 2026-05-23 | OK |  | 2026-03-23 |  | Gowri |  | Automotive
3356 | ACTIVE | PG588/5 | PLUG GAUGE | 13.950/14.000 | * | * | NA | attribute | IFC794 | IFC794 |  |  | Inhouse-Gauges | 1 MONTH | 2026-04-23 | 2026-05-23 | OK |  | 2026-02-23 |  | Gowri |  | Automotive
3357 | ACTIVE | SNG573/01 | SNAP GAUGE | 11.200/10.800 | * | * | NA | attribute | WP1026 | WP1026 |  |  | Inhouse-Gauges | 6 MONTH | 2026-02-23 | 2026-08-23 | OK |  | 2026-02-23 |  | Gowri |  | Automotive
3358 | ACTIVE | TPG029/13 | THREAD PLUG GAUGE | M16X1.5-6H | * | * | NA | attribute |  |  |  |  | Inhouse-Gauges | 6 MONTH | 2026-02-23 | 2026-08-23 | OK |  |  |  | Gowri |  | Automotive
3359 | ACTIVE | PG661/09 | PLUG GAUGE | 11.800/12.200 | * | * | NA | attribute |  |  |  |  | Inhouse-Gauges | 6 MONTH | 2026-02-23 | 2026-08-23 | OK |  | 2026-02-23 |  | Gowri |  | Automotive
3360 | ACTIVE | PG0095/05 | PLUG GAUGE | 7.400/7.600 | * | * | NA | attribute |  |  |  |  | Inhouse-Gauges | 6 MONTH | 2026-02-23 | 2026-08-23 | OK |  | 2026-02-23 |  | Gowri |  | Automotive
3361 | ACTIVE | PG426/1 | PLUG GAUGE | 18.800/19.200 | * | * | NA | attribute | OP986 | OP986 | MSIL OP M/C SHOP | MSIL Plant | Inhouse-Gauges | 6 MONTH | 2026-02-23 | 2026-08-23 | OK |  | 2026-02-23 |  | Gowri | MSIL | Automotive
3362 | ACTIVE | SNG328/01 | SNAP GAUGE | 13.000/12.600 | * | * | NA | attribute |  |  |  |  | Inhouse-Gauges | 6 MONTH | 2026-02-23 | 2026-08-23 | OK |  | 2026-02-23 |  | Gowri |  | Automotive
3363 | ACTIVE | DG378/04 | DEPTH GAUGE | 4.900/5.100 | * | * | NA | attribute | WPP895 | WPP895 |  |  | Inhouse-Gauges | 6 MONTH | 2026-02-23 | 2026-08-23 | OK |  | 2026-02-23 |  | Gowri |  | Automotive
3364 | Active | DG632/2 | DEPTH GAUGE | 4.800/5.200 | * | * | NA | attribute |  |  |  |  | Inhouse-Gauges | 6 MONTH | 2026-02-23 | 2026-08-23 | OK |  | 2026-02-23 |  | Gowri |  | Automotive
3365 | ACTIVE | DG1054/01 | DEPTH GAUGE | 49.400/49.600 | * | * | NA | attribute | OP1001 | OP1001 |  |  | Inhouse-Gauges | 6 MONTH | 2026-02-23 | 2026-08-23 | OK |  | 2026-02-23 |  | Gowri |  | Automotive
3366 | ACTIVE | DG422/01 | DEPTH GAUGE | 2.660/2.850 | * | * | NA | attribute | OP887 | OP887 |  |  | Inhouse-Gauges | 6 MONTH | 2026-02-23 | 2026-08-23 | OK |  | 2026-02-23 |  | Gowri |  | Automotive
3367 | ACTIVE | DG420/01 | DEPTH GAUGE | 10.600/10.800 | * | * | NA | attribute | WP899 | WP899 |  |  | Inhouse-Gauges | 6 MONTH | 2026-02-23 | 2026-08-23 | OK |  | 2026-02-23 |  | Gowri |  | Automotive
3368 | Active | SM140/1 | SETTING MASTER | 6.00MM | * | * | NA | attribute | OP887 | OP887 |  |  | Inhouse-Gauges | 6 MONTH | 2026-02-23 | 2026-08-23 | OK |  |  |  | Gowri |  | Automotive
3369 | Active | SPG969/04 | SPECIAL POSITION GAUGE | 22M | * | * | NA | attribute | OP887 | OP887 |  | M&M Plant | Inhouse-Gauges | 6 MONTH | 2026-02-23 | 2026-08-23 | OK |  |  |  | Gowri | M&M | Automotive
3370 | Active | SM969/5 | SETTING MASTER | 22 | * | * | NA | attribute | OP887 | OP887 |  |  | Inhouse-Gauges | 6 MONTH | 2026-02-23 | 2026-08-23 | OK |  |  |  | Gowri |  | Automotive
3371 | Active | PG772/05 | PLUG GAUGE | 9.250/9.350 | * | * | NA | attribute | OP772 | OP772 |  |  | Inhouse-Gauges | 6 MONTH | 2026-02-23 | 2026-08-23 | OK |  | 2026-02-23 |  | Gowri |  | Automotive
3372 | Active | SPG140/1 | SPECIAL POSITION GAUGE | 6.000/6.030 | * | * | NA | attribute | OP887 | OP887 |  |  | Inhouse-Gauges | 6 MONTH | 2026-02-23 | 2026-08-23 | OK |  |  |  | Gowri |  | Automotive
3373 | Active | SM995/01B | SETTING MASTER | 65.4 | * | * | NA | attribute | OP990 | OP990 | ASSY-01 | M&M Plant | Inhouse-Gauges | 6 MONTH | 2026-01-15 | 2026-07-15 | OK |  |  |  | Pavi | M&M Plant | Automotive
3374 | Active | SM992/01 | SETTING MASTER | 15 | * | * | NA | attribute | OP996 | OP996 |  |  | Inhouse-Gauges | 6 MONTH | 2026-02-24 | 2026-08-24 | OK |  |  |  | Gowri |  | Automotive
3375 | Active | HG992/01 | HEIGHT GAUGE |  | * | * | NA | attribute | OP996 | OP996 |  |  | Inhouse-Gauges | 6 MONTH | 2026-02-24 | 2026-08-24 | OK |  |  |  | Gowri |  | Automotive
3376 | Active | HG165/01 | HEIGHT GAUGE |  | * | * | NA | attribute | OP990 | OP990 |  |  | Inhouse-Gauges | 6 MONTH | 2026-02-24 | 2026-08-24 | OK |  |  |  | Gowri |  | Automotive
3377 | Active | HGM165/01 | HEIGHT GAUGE MASTER |  | * | * | NA | attribute | OP990 | OP990 |  |  | Inhouse-Gauges | 6 MONTH | 2026-02-24 | 2026-08-24 | OK |  |  |  | Gowri |  | Automotive
3378 | Active | SPG065/01B | SPECIAL POSITION GAUGE | 45 | * | * | NA | attribute | WPP | SQA |  |  | Inhouse-Gauges | 6 MONTH | 2026-02-24 | 2026-08-24 | OK |  |  |  | Gowri |  | Automotive
3379 | Active | SPG180/04 | SPECIAL POSITION GAUGE | POSITION GAUGE | * | * | NA | attribute | WK693.04 | SQA |  |  | Inhouse-Gauges | 6 MONTH | 2026-02-24 | 2026-08-24 | OK |  |  |  | Gowri |  | Automotive
3380 | Active | SPG1071/01 | SPECIAL POSITION GAUGE | POSITION GAUGE | * | * | NA | attribute | OP996 | OP996 |  |  | Inhouse-Gauges | 6 MONTH | 2026-02-24 | 2026-08-24 | OK |  |  |  | Gowri |  | Automotive
3381 | Active | DG1055/01 | DEPTH GAUGE |  | * | * | NA | attribute | WPA1040 | WPA1040 |  |  | Inhouse-Gauges | 6 MONTH | 2026-02-24 | 2026-08-24 | OK |  | 2026-02-24 |  | Gowri |  | Automotive
3382 | Active | HG0047 | HEIGHT GAUGE | 23.300/23.000 | * | * | NA | attribute | SQA | SQA | SQA Inspection | SQA | Inhouse-Gauges | 6 MONTH | 2026-02-25 | 2026-08-25 | OK |  |  |  | Pavi |  | Automotive
3383 | Active | SPG135/05 | SPECIAL POSITION GAUGE | POSITION GAUGE | * | * | NA | attribute | OP723 | OP723 | SQA Inspection | SQA | Inhouse-Gauges | 6 MONTH | 2026-02-25 | 2026-08-25 | OK |  |  |  | Pavi |  | Automotive
3384 | Active | RG0035 | Ring gauge | 38.115/38.065 | * | * | NA | attribute | OP877 | OP877 | SQA Inspection | SQA | Inhouse-Gauges | 6 MONTH | 2026-02-25 | 2026-08-25 | OK |  |  |  | Pavi |  | Automotive
3385 | Active | SPG1045/2 | SPECIAL POSITION GAUGE | POSITION GAUGE | * | * | NA | attribute | SQA | SQA |  |  | Inhouse-Gauges | 6 MONTH | 2026-02-25 | 2026-08-25 | OK |  |  |  | Gowri |  | Automotive
3386 | Active | MD087/02 | MANDLE | 15.853/15.874 |  | RBC |  | HUB DIA | WK1020 | WK1020 | SQA | SQA | Inhouse-Gauges | 6 MONTH | 2025-11-10 | 2026-05-10 | OVER DUE |  |  |  | Pavi | M&M | Automotive
3387 | Active | DDI074 | DIGITALDIAL INDICATOR | 0.010mm | WPA772 | WPA772 | SQA Inspection | Automotive | SQA | SQA | SQA | SQA | Inhouse-Gauges | 6 MONTH | 2025-12-06 | 2026-06-06 | OK |  |  |  | Pavi |  | Automotive
3388 | Active | MD089 | MANDLE | 34.924 | WPA1056 | WPP1056.04 PULLEY | SQA |  | SQA | SQA | SQA | SQA | Inhouse-Gauges | 6 MONTH | 2025-11-10 | 2026-05-10 | OVER DUE |  |  |  | Pavi |  | Automotive
3389 | Active | TPG027/05 | THREAD PLUG GAUGE | M8X1.25-6H | * | * | NA | attribute | IFC895 |  | AL ASSEMBLY | M&M Plant | Inhouse-Gauges | 2 MONTH | 2026-03-16 | 2026-05-16 | DUE SOON |  |  | 2025-11-16 | Pavi | Inhouse Lab/Site Gauges | Automotive
3390 | ACTIVE | HG167/02 | HEIGHT GAUGE | 7.900/8.100 | * | * | NA | attribute | WP977 | WP977 |  |  | Inhouse-Gauges | 6 MONTH | 2026-02-26 | 2026-08-26 | OK |  |  |  | Gowri |  | Automotive
3391 | Active | SPG826/07 | SPECIAL POSITION GAUGE | POSITION GAUGE | * | * | NA | attribute |  |  |  |  | Inhouse-Gauges | 6 MONTH | 2026-02-26 | 2026-08-26 | OK |  |  |  | Gowri |  | Automotive
3392 | ACTIVE | SM1017/01 | SETTING MASTER | 30.030/30.055 | * | * | NA | attribute | OP1017 | OP1017 |  |  | Inhouse-Gauges | 6 MONTH | 2026-02-26 | 2026-08-26 | OK |  |  |  | Gowri |  | Automotive
3393 | ACTIVE | SM010/01 | SETTING MASTER | 53 | * | * | NA | attribute | OP877 | OP877 |  |  | Inhouse-Gauges | 6 MONTH | 2026-02-26 | 2026-08-26 | OK |  |  |  | Gowri |  | Automotive
3394 | Active | SPG425 | SPECIAL POSITION GAUGE | POSITION GAUGE | * | * | NA | attribute | SQA | SQA |  |  | Inhouse-Gauges | 6 MONTH | 2026-02-26 | 2026-08-26 | OK |  |  |  | Gowri |  | Automotive
3395 | ACTIVE | DG917/1 | DEPTH GAUGE | 36.740/36.940 | * | * | NA | attribute | SQA | SQA |  |  | Inhouse-Gauges | 6 MONTH | 2026-02-26 | 2026-08-26 | OK |  | 2026-02-26 |  | Gowri |  | Automotive
3396 | Active | SPG273/01 | SPECIAL POSITION GAUGE | POSITION GAUGE | * | * | NA | attribute | WP772 | WP772 |  |  | Inhouse-Gauges | 6 MONTH | 2026-02-26 | 2026-08-26 | OK |  |  |  | Gowri |  | Automotive
3397 | Active | SPG367 | SPECIAL POSITION GAUGE | POSITION GAUGE | * | * | NA | attribute | OP804 | OP804 |  |  | Inhouse-Gauges | 6 MONTH | 2026-02-26 | 2026-08-26 | OK |  |  |  | Gowri |  | Automotive
3398 | ACTIVE | VB003 | V BLOCK |  | * | * | NA | attribute | SQA | SQA |  |  | Inhouse-Gauges | 6 MONTH | 2026-02-26 | 2026-08-26 | OK |  |  |  | Gowri |  | Automotive
3399 | Active | SPG736/01 | SPECIAL POSITION GAUGE | POSITION GAUGE | * | * | NA | attribute | SQA | SQA |  |  | Inhouse-Gauges | 6 MONTH | 2026-02-26 | 2026-08-26 | OK |  |  |  | Gowri |  | Automotive
3400 | Active | HG72/01 | SPECIAL POSITION GAUGE | 24 | * | * | NA | attribute | OP856 | OP856 |  |  | Inhouse-Gauges | 6 MONTH | 2026-02-26 | 2026-08-26 | OK |  |  |  | Gowri |  | Automotive
3401 | ACTIVE | DDI001/07 | LEVER DIAL INDICATOR |  | * | * | NA | attribute | SQA | SQA |  |  | Inhouse-Gauges | 6 MONTH | 2026-02-26 | 2026-08-26 | OK |  |  |  | Gowri |  | Automotive
3402 | Active | SPG207/01 | SPECIAL POSITION GAUGE | POSITION GAUGE | * | * | NA | attribute | SQA | SQA |  |  | Inhouse-Gauges | 6 MONTH | 2026-02-26 | 2026-08-26 | OK |  |  |  | Gowri |  | Automotive
3403 | Active | SPG727/01 | SPECIAL POSITION GAUGE | POSITION GAUGE | * | * | NA | attribute | SQA | SQA |  |  | Inhouse-Gauges | 6 MONTH | 2026-02-26 | 2026-08-26 | OK |  |  |  | Gowri |  | Automotive
3404 | Active | SPG544 | SPECIAL POSITION GAUGE | POSITION GAUGE | * | * | NA | attribute | WPP854 | WPP854 |  |  | Inhouse-Gauges | 6 MONTH | 2026-02-26 | 2026-08-26 | OK |  |  |  | Gowri |  | Automotive
3405 | ACTIVE | HG034/2 | HEIGHT GAUGE |  | * | * | NA | attribute | SQA | SQA |  |  | Inhouse-Gauges | 6 MONTH | 2026-02-26 | 2026-08-26 | OK |  |  |  | Gowri |  | Automotive
3406 | Active | PG130/22 | PLUG GAUGE | 4.900/5.100 | * | * | NA | attribute |  |  |  | MSIL Plant | Inhouse-Gauges | 6 MONTH | 2026-03-16 | 2026-09-16 | OK |  |  |  | Gowri | MSIL | Automotive
3406 | Active | SPG578/01 | SPECIAL POSITION GAUGE | 92.03 | * | * | NA | attribute | SQA | SQA |  |  | Inhouse-Gauges | 6 MONTH | 2026-02-26 | 2026-08-26 | OK |  |  |  | Gowri |  | Automotive
3407 | Active | PG613/23 | PLUG GAUGE | 6.647/6.912 | * | * | NA | attribute | WPA1022 | WPA1022 | M/C SHOP | MSIL Plant | Inhouse-Gauges | 6 MONTH | 2025-12-01 | 2026-06-01 | OK |  |  | PAVI | Gowri | MSIL | Automotive
3408 | Active | TPG033/03 | THREAD PLUG GAUGE | 3/8-19 SYS | * | * | NA | attribute | WPA1022 | WPA1022 | M/C SHOP | MSIL Plant | Inhouse-Gauges | 2 MONTH | 2026-04-13 | 2026-06-13 | OK |  | 2026-02-13 |  | Gowri | MSIL | Automotive
3409 | Active | SNG103/12 | SNAP GAUGE | 64.000/63.800 | * | * | NA | ATTRIBUTE | WP427 | WP427 | MSIL | MSIL Plant | Inhouse-Gauges | 1 MONTH | 2026-04-10 | 2026-05-10 | OVER DUE |  |  |  | Gowri | MSIL | Automotive
3410 | Active | DG0004/07 | DEPTH GAUGE | 81.800/82.200 | * | * | NA | attribute | OP806 | OP806 | MSIL WP M/C SHOP | MSIL Plant | Inhouse-Gauges | 6 MONTH | 2025-11-16 | 2026-05-16 | DUE SOON |  |  |  | Gowri | MSIL | Automotive
3411 | ACTIVE | SNG014/02 | SNAP GAUGE | 23.950/23.850 | * | * | NA | attribute | WK8504 | WK8504 | MSIL OP M/C SHOP | MSIL Plant | Inhouse-Gauges | 6 MONTH | 2026-02-27 | 2026-08-27 | OK |  | 2026-02-27 |  | Gowri | MSIL | Automotive
3412 | ACTIVE | PG228/04 | PLUG GAUGE | 18..400/18.500 | * | * | NA | attribute | OP491 | OP491 | MSIL OP M/C SHOP | MSIL Plant | Inhouse-Gauges | 2 MONTH | 2026-03-01 | 2026-05-01 | OVER DUE |  |  |  | Gowri | MSIL | Automotive
3413 | Active | DG320 | DEPTH GAUGE | 6.900/7.000 | * | * | NA | attribute | WPA856 | WPA856 | MSIL WP M/C SHOP | MSIL Plant | Inhouse-Gauges | 6 MONTH | 2025-11-16 | 2026-05-16 | DUE SOON |  |  |  | Gowri | MSIL | Automotive
3414 | Active | SM320 | DEPTH GAUGE | 6.900/7.000 | * | * | NA | attribute | WPA856 | WPA856 | MSIL WP M/C SHOP | MSIL Plant | Inhouse-Gauges | 6 MONTH | 2025-11-16 | 2026-05-16 | DUE SOON |  |  |  | Gowri | MSIL | Automotive
3415 | ACTIVE | HG1010/01 | HEIGHT GAUGE DEPTH | 21.44/21.94 | * | * | NA | attribute | WP992 | WP992 |  |  | Inhouse-Gauges | 6 MONTH | 2026-02-26 | 2026-08-26 | OK |  |  |  | Gowri |  | Automotive
3416 | Active | HG656/01 | HEIGHT GAUGE | 62.2 | * | * | NA | attribute | WPA1042 | WPA1042 | ASSY-01 | MSIL Plant | Inhouse-Gauges | 6 MONTH | 2026-01-15 | 2026-07-15 | OK |  |  |  | Gowri | MSIL | Automotive
3417 | Active | HG1042/01 | HEIGHT GAUGE | 51.00±0.3 | * | * | NA | attribute | WPA1042 | WPA1042 | ASSY-01 | MSIL Plant | Inhouse-Gauges | 6 MONTH | 2026-01-15 | 2026-07-15 | OK |  |  |  | Gowri | MSIL | Automotive
3418 | Active | DG501/01 | DEPTH GAUGE | 1.900/2.100 | * | * | NA | attribute | OP1007 | OP1007 |  |  | Inhouse-Gauges | 6 MONTH | 2026-02-27 | 2026-08-27 | OK |  | 2026-02-27 |  | Gowri |  | Automotive
3419 | Active | HG078/02 | HEIGHT GAUGE | 69.750/70.250 | * | * | NA | attribute | WPA854 | WPA854 |  |  | Inhouse-Gauges | 6 MONTH | 2026-02-27 | 2026-08-27 | OK |  |  |  | Gowri |  | Automotive
3420 | Active | SNG571/03 | SNAP GAUGE | 53.700/53.300 | * | * | NA | attribute |  |  |  |  | Inhouse-Gauges | 6 MONTH | 2026-02-27 | 2026-08-27 | OK |  | 2026-02-27 |  | Gowri |  | Automotive
3421 | Active | PG0034/31 | PLUG GAUGE | 25.000/25.050 | * | * | NA | attribute | OP1022 | OP1022 |  |  | Inhouse-Gauges | 1 MONTH | 2026-04-27 | 2026-05-27 | OK |  | 2026-02-27 |  | Gowri |  | Automotive
3422 | Active | DG012/02 | DEPTH GAUGE | 4.20/4.40 | * | * | NA | attribute | OP1022 | OP1022 |  |  | Inhouse-Gauges | 6 MONTH | 2026-02-27 | 2026-08-27 | OK |  | 2026-02-27 |  | Gowri |  | Automotive
3423 | ACTIVE | PG667/5 | PLUG GAUGE | 8.800/9.200 | * | * | NA | attribute | OP1007 | OP1007 |  |  | Inhouse-Gauges | 6 MONTH | 2026-02-27 | 2026-08-27 | OK |  | 2026-02-27 |  | Gowri |  | Automotive
3424 | ACTIVE | SM149/03 | SETTING MASTER | 12.06 |  | WP964 | WP964 | ASSY | MSIL | MSIL | ASSY | MSIL Plant | Inhouse-Gauges | 6 MONTH | 2026-01-07 | 2026-07-07 | OK |  |  |  | Gowri | MSIL | Automotive
3425 | ACTIVE | SNG943/01 | SNAP GAUGE | 11.75/11.65 | * | * | NA | attribute |  |  |  |  | Inhouse-Gauges | 6 MONTH | 2026-02-27 | 2026-08-27 | OK |  | 2026-02-27 |  | Gowri |  | Automotive
3426 | ACTIVE | SNG769/03 | SNAP GAUGE | 7.10/7.30 | * | * | NA | attribute |  |  |  |  | Inhouse-Gauges | 6 MONTH | 2026-02-27 | 2026-08-27 | OK |  | 2026-02-27 |  | Gowri |  | Automotive
3427 | ACTIVE | SM137/02 | MASTER | 4.1 | * | * | NA | attribute |  |  |  |  | Inhouse-Gauges | 6 MONTH | 2026-02-27 | 2026-08-27 | OK |  |  |  | Gowri |  | Automotive
3428 | ACTIVE | SNG402/02 | SNAP GAUGE | 20.10/19.90 | * | * | NA | attribute | OP1007 | OP1007 | M/C SHOP | MSIL Plant | Inhouse-Gauges | 6 MONTH | 2026-02-27 | 2026-08-27 | OK |  | 2026-02-27 |  | Gowri | MSIL | Automotive
3429 | ACTIVE | DG5213/01 | DEPTH GAUGE | 49.10/49.300 | * | * | NA | attribute |  |  |  |  | Inhouse-Gauges | 6 MONTH | 2026-02-27 | 2026-08-27 | OK |  | 2026-02-27 |  | Gowri |  | Automotive
3430 | Active | PG667/01 | PLUG GAUGE | 16.096/16.116 | * | * | NA | attribute | OP1007 | OP1007 | M/C SHOP | MSIL Plant | Inhouse-Gauges | 6 MONTH | 2026-03-11 | 2026-09-11 | OK |  |  | PAVI | Gowri | VST | Automotive
3431 | Active | PG555/15 | PLUG GAUGE | 3.90/4.10 | * | * | NA | attribute | WP1023 | WP1023 |  |  | Inhouse-Gauges | 6 MONTH | 2026-02-27 | 2026-08-27 | OK |  | 2026-02-27 |  | Gowri |  | Automotive
3432 | Active | PG704/06 | PLUG GAUGE | 10.980/11.020 | * | * | NA | attribute | OP1007 | OP1007 | MSIL | MSIL Plant | Inhouse-Gauges | 1 MONTH | 2026-04-27 | 2026-05-27 | OK |  | 2026-03-27 |  | Gowri | MSIL | Automotive
3433 | Active | PG666/14 | PLUG GAUGE | 8.800/9.200 | * | * | NA | attribute | OP1007 | OP1007 |  |  | Inhouse-Gauges | 6 MONTH | 2026-02-27 | 2026-08-27 | OK |  | 2026-02-27 |  | Gowri |  | Automotive
3434 | ACTIVE | DG1056/01 | DEPTH GAUGE | 12.900/13.100 | * | * | NA | attribute | OP1007 | OP1007 |  |  | Inhouse-Gauges | 6 MONTH | 2026-02-27 | 2026-08-27 | OK |  | 2026-02-27 |  | Gowri |  | Automotive
3435 | Active | HG073/01 | HEIGHT GAUGE | 61.0±0.15 | * | * | NA | attribute | WP851 | WP851 | ASSY-01 | MSIL Plant | Inhouse-Gauges | 6 MONTH | 2026-01-15 | 2026-07-15 | OK |  |  |  | Gowri | MSIL | Automotive
3436 | Active | HG079/02 | HEIGHT GAUGE | 44.5±0.2 | * | * | NA | attribute | WP854 | WP854 |  |  | Inhouse-Gauges | 6 MONTH | 2026-02-24 | 2026-08-24 | OK |  |  |  | Gowri |  | Automotive
3437 | Active | HG078/01 | HEIGHT GAUGE | 70.00±0.25 | * | * | NA | attribute | WP854 | WP854 |  |  | Inhouse-Gauges | 6 MONTH | 2026-02-24 | 2026-08-24 | OK |  |  |  | Gowri |  | Automotive
3438 | Active | PG667/05 | PLUG GAUGE | 2.500/2.700 | * | * | NA | attribute | OP1010 | OP1010 |  |  | Inhouse-Gauges | 6 MONTH | 2026-02-27 | 2026-08-27 | OK |  | 2026-02-27 |  | Gowri |  | Automotive
3439 | Active | PG673/04 | PLUG GAUGE | 6.647/6.912 | * | * | NA | attribute | OP1010 | OP1010 | ASSY | MSIL Plant | Inhouse-Gauges | 6 MONTH | 2026-03-19 | 2026-09-19 | OK |  | 2025-09-19 | Pavi | Gowri | MSIL | Automotive
3440 | Active | SPG403/01 | GROOVE GAUGE | "- | * | * | NA | attribute | IFC895 | IFC895 | M&m SURFACE TABLE |  | Inhouse-Gauges | 6 MONTH | 2026-02-27 | 2026-08-27 | OK |  |  |  | Gowri |  | Automotive
3441 | Active | TPG003/237 | THREAD PLUG GAUGE | M6X1-6H | * | * | NA | attribute | M&M SURFACE TABLE | M&M SURFACE TABLE | M&M | M&M Plant | Inhouse-Gauges | 6 MONTH | 2026-02-19 | 2026-08-19 | OK |  |  |  | Pavi | M&M | Automotive
3442 | Active | PG0348/03 | PLUG GAUGE | 15.90/15.918 | * | * | NA | attribute | WP723 | WP723 | MSIL | MSIL Plant | Inhouse-Gauges | 6 MONTH | 2026-02-28 | 2026-08-28 | OK |  |  |  | Gowri | MSIL | Automotive
3443 | Active | SNG249/3 | SNAP GAUGE | 8.050/8.000 | * | * | NA | attribute | SQA REC | SQA REC | MSIL | MSIL Plant | Inhouse-Gauges | 6 MONTH | 2026-02-28 | 2026-08-28 | OK |  |  |  | Gowri |  | Automotive
3445 | Active | PG637/01 | PLUG GAUGE | 28.800/29.200 | * | * | NA | attribute | WPA977 | WPA977 | ASSY-01 | M&M Plant | Inhouse-Gauges | 6 MONTH | 2026-02-28 | 2026-08-28 | OK |  |  |  | Pavi | M&M | Automotive
3446 | Active | PG838/01 | PLUG GAUGE | 18.000/18.020 | * | * | NA | attribute |  |  |  | M&M Plant | Inhouse-Gauges | 6 MONTH | 2026-02-28 | 2026-08-28 | OK |  | 2026-02-28 |  | Pavi | M&M | Automotive
3447 | Active | DG354/03 | DEPTH GAUGE | 53.0/53.3 | * | * | NA | attribute | IFC895.01 | SQA REC | SQA | M&M Plant | Inhouse-Gauges | 6 MONTH | 2026-02-28 | 2026-08-28 | OK |  |  |  | Pavi | M&M | Automotive
3448 | Active | PG357/27 | PLUG GAUGE | 8.025/8.047 | * | * | NA | attribute |  | M/C SHOP | M/C SHOP | M&M Plant | Inhouse-Gauges | 1 MONTH | 2026-04-28 | 2026-05-28 | OK |  |  |  | Pavi | M&M | Automotive
3449 | Active | SM207/02 | SETTING MASTER | 1.5 | * | * | NA | attribute | OP854 | OP854 | TML OP M/C SHOP | MSIL Plant | Inhouse-Gauges | 6 MONTH | 2025-12-21 | 2026-06-21 | OK |  |  |  | Gowri | MSIL | Automotive
3450 | Active | DG674/02 | DEPTH GAUGE | 25.900/26.100 | * | * | NA | attribute | OP772 | OP772 | M&M M/C SHOP | M&M Plant | Inhouse-Gauges | 6 MONTH | 2026-02-09 | 2026-08-09 | OK |  |  | PAVI | Pavi | M&M | Automotive
3451 | Active | CCG091/01 | CONCENTRICITY GAUGE | 36.450/29.955 | * | * | NA | attribute | WPP761-01 | WPP761-01 |  |  | Inhouse-Gauges | 6 MONTH | 2026-02-28 | 2026-08-28 | OK |  |  |  | Gowri |  | Automotive
3452 | Active | CCG092/01 | CONCENTRICITY GAUGE |  | * | * | NA | attribute |  |  |  |  | Inhouse-Gauges | 6 MONTH | 2026-02-28 | 2026-08-28 | OK |  |  |  | Gowri |  | Automotive
3454 | Active | SPG156/01 | SPECIAL POSITION GAUGE | 1.400/1.600 | * | * | NA | attribute |  |  | MSIL | MSIL Plant | Inhouse-Gauges | 6 MONTH | 2026-02-28 | 2026-08-28 | OK |  |  |  | Gowri |  | Automotive
3455 | Active | SPG2144/4 | SPECIAL POSITION GAUGE | 16.000/16.027 | * | * | NA | attribute | OP579 | OP579 | MSIL | MSIL Plant | Inhouse-Gauges | 6 MONTH | 2026-02-28 | 2026-08-28 | OK |  |  |  | Gowri |  | Automotive
3456 | Active | DI585 | DIAL INDICATOR | 0.01MM | * | * | NA | attribute | OP761 | OP761 | MSIL | MSIL Plant | Inhouse-Instruments | 6 MONTH | 2026-02-28 | 2026-08-28 | OK |  |  |  | Pavi |  | Automotive
3457 | Active | SPG886/02 | SPECIAL POSITION GAUGE | POSITION GAUGE | * | * | NA | attribute | OP761 | OP761 | MSIL | MSIL Plant | Inhouse-Gauges | 6 MONTH | 2026-02-28 | 2026-08-28 | OK |  |  |  | Gowri |  | Automotive
3458 | Active | SNG1038/01 | SNAP GAUGE | 14.920/15.050 | * | * | NA | attribute | M1158-01 CRANK SHAFT | M1158-01 CRANK SHAFT | DAIKIN | DAIKIN | Inhouse-Gauges | 6 MONTH | 2026-02-03 | 2026-09-04 | OK |  | 2026-02-03 |  | Pavi |  | Automotive
3459 | ACTIVE | SPG244/4 | SPECIAL POSITION GAUGE | 16.000/16.027 | * | * | NA | attribute |  |  |  |  | Inhouse-Gauges | 6 MONTH | 2026-03-03 | 2026-09-03 | OK |  |  |  | Gowri |  | Automotive
3460 | Active | SNG922/03 | SNAP GAUGE | 89.929/89.964 | * | * | NA | attribute | WPA939 | WPA939 | CI M/C SHOP | M&M Plant | Inhouse-Gauges | 1 MONTH | 2026-04-11 | 2026-05-11 | OVER DUE |  |  | Pavi | Pavi | M&M | Automotive
3461 | Active | PG652/01 | PLUG GAUGE | 8.025/8.047 | * | * | NA | attribute |  |  |  | M&M Plant | Inhouse-Gauges | 6 MONTH | 2026-02-10 | 2026-08-10 | OK |  | 2026-02-10 |  | Pavi | M&M | Automotive
3462 |  | MG039/01 | MANDLE | 21.918/21.934 | * | * | NA | attribute | [8 empty] | NO PLAN |  |  |  | Gowri
3463 | Active | SPG1041/01 | SPECIAL POSITION GAUGE | Ø46 | * | * | NA | attribute |  |  |  |  | Inhouse-Gauges | 6 MONTH | 2026-03-04 | 2026-09-04 | OK |  |  |  | Gowri |  | Automotive
3464 | Active | SPG821/21 | SPECIAL POSITION GAUGE | POSITION GAUGE | * | * | NA | attribute |  |  |  |  | Inhouse-Gauges | 6 MONTH | 2026-03-04 | 2026-09-04 | OK |  |  |  | Gowri |  | Automotive
3465 | Active | SNG209/03 | SNAP GAUGE | 10.20/9.80 | * | * | NA | attribute |  |  |  |  | Inhouse-Gauges | 6 MONTH | 2026-03-04 | 2026-09-04 | OK |  | 2026-03-04 |  | Gowri |  | Automotive
3466 | Active | SNG964/02 | SNAP GAUGE | 37.80/36.20 | * | * | NA | attribute |  |  |  |  | Inhouse-Gauges | 6 MONTH | 2026-03-04 | 2026-09-04 | OK |  | 2026-03-04 |  | Gowri |  | Automotive
3467 | Active | SNG457/1 | SNAP GAUGE | 38.500/38.000 | * | * | NA | attribute |  |  |  |  | Inhouse-Gauges | 6 MONTH | 2026-03-04 | 2026-09-04 | OK |  | 2026-03-04 |  | Gowri |  | Automotive
3468 | Active | TPG007/24 | THREAD PLUG GAUGE | M10*1-6H | * | * | NA | attribute | FP | FP | ASSY | Fuel Pump | Inhouse-Gauges | 6 MONTH | 2026-03-04 | 2026-09-04 | OK |  |  |  | Gowri | Fuel Pump | Automotive
3469 | Active | PG428/19 | PLUG GAUGE | 11.200/11.218 | * | * | NA | attribute | DAIKIN | DAIKIN | ASSY |  | Inhouse-Gauges | 1 MONTH | 2026-05-05 | 2026-06-05 | OK |  | 2026-03-05 |  |  |  | Automotive
3469 | Active | PG903/03 | PLUG GAUGE | Ø34.80/Ø35.20 | * | * | NA | attribute | WPP1048-02 | WPP1048-02 | ASSY |  | Inhouse-Gauges | 6 MONTH | 2026-03-04 | 2026-09-04 | OK |  | 2026-03-04 |  | Gowri |  | Automotive
3470 | Active | TPG003/297 | THREAD PLUG GAUGE | 13.0+0.1/11.95+0.01 | * | * | NA | attribute |  |  | GM | GM | Inhouse-Gauges | 6 MONTH | 2026-03-04 | 2026-09-04 | OK |  |  |  | Pavi | GM | Automotive
3471 | Active | SPG927 | SPECIAL POSITION GAUGE | M14*1.5-14.2 | * | * | NA | attribute |  |  | GM | GM | Inhouse-Gauges | 6 MONTH | 2026-03-04 | 2026-09-04 | OK |  |  |  | Pavi | GM | Automotive
3472 | Active | PG795 | PLUG GAUGE | CONNECTOR | * | * | NA | attribute |  |  | M&M | M&M Plant | Inhouse-Gauges | 6 MONTH | 2026-03-04 | 2026-09-04 | OK |  | 2026-03-04 |  |  | M&M | Automotive
3473 | Active | PG232/04 | PLUG GAUGE | 10.00/10.022 | * | * | NA | attribute | FP | FP | ASSY | FUEL PUMP | Inhouse-Gauges | 1 MONTH | 2026-05-05 | 2026-06-05 | OK |  | 2026-03-05 |  |  | FUEL PUMP | Automotive
3474 | Active | SMP005/01 | SETTING MASTER | 20 | * | * | NA | attribute | FP | FP | ASSY | FUEL PUMP | Inhouse-Gauges | 1 MONTH | 2026-04-05 | 2026-05-05 | OVER DUE |  |  |  |  | FUEL PUMP | Automotive
3475 | Active | SMP039/03 | SETTING MASTER PLUG | 48.948 | * | * | NA | attribute |  |  | ASSY | MSIL Plant | Inhouse-Gauges | 6 MONTH | 2026-03-05 | 2026-07-05 | OK | [5 empty] | Automotive
3476 | Active | SPG1029/01 | SPECIAL POSITION GAUGE | 0.45 | * | * | NA | attribute | OP1021 | OP1021 | ASSY | MSIL Plant | Inhouse-Gauges | 6 MONTH | 2026-03-05 | 2026-07-05 | OK |  |  |  | Gowri | MSIL | Automotive
3477 | ACTIVE | SM052/01 | SETTING MASTER | 12.967MM | * | * | NA | attribute |  |  | ASSY | MSIL Plant | Inhouse-Gauges | 6 MONTH | 2026-03-05 | 2026-07-05 | OK | [5 empty] | Automotive
3478 | Active | PG153/4 | PLUG GAUGE | 6.800/7.200 | * | * | NA | attribute |  |  | ASSY | MSIL Plant | Inhouse-Gauges | 6 MONTH | 2026-03-05 | 2026-09-05 | OK |  | 2026-03-05 |  |  |  | Automotive
3479 | Active | VC60 | VERNIER CALIPER | 0-150mm |  | INSIZE |  |  | M&M | M&M | M/C SHOP | M&M Plant | Inhouse-Instruments | 2 MONTH | 2026-03-21 | 2026-05-21 | DUE SOON |  |  | Manivannan.C | Pavi | M&M | Automotive
3480 | Active | GVC002 | GROOVE VERNIER | 0-150mm |  | ABSOULTE |  |  | M&M | M&M | M/C SHOP | M&M Plant | Inhouse-Instruments | 6 MONTH | 2026-01-26 | 2026-06-26 | OK |  |  | Manivannan.C | Pavi | M&M | Automotive
3481 | Active | DVC01 | DEPTH VERNIER | 0-150mm |  | ABSOULTE |  |  | M&M | M&M | M/C SHOP | M&M Plant | Inhouse-Instruments | 6 MONTH | 2026-02-17 | 2026-08-17 | OK |  |  | Manivannan.C | Pavi | M&M | Automotive
3482 | Active | PG1030/9 | PLUG GAUGE | 3.65/3.45 |  | AMC |  |  | OP1023 | M&M | M/C SHOP | M&M Plant | Inhouse-Gauges | 6 MONTH | 2026-03-06 | 2026-09-06 | OK |  | 2026-03-06 | Manivannan.C | Pavi | M&M | Automotive
3483 | Active | SPG457/2 | SPECIAL POSITION GAUGE | Ø86.5 20.10±0.1 |  | EE |  |  | OP1037 | MSIL | ASSY | MSIL Plant | Inhouse-Gauges | 1 MONTH | 2026-04-06 | 2026-05-06 | OVER DUE |  |  |  |  | MSIL | Automotive
3484 | Active | SPG1091/01 | SPECIAL POSITION GAUGE | 27.5+0.085/+0.60 |  | SLSE |  |  | OP1037 | MSIL | ASSY | MSIL Plant | Inhouse-Gauges | 1 MONTH | 2026-04-06 | 2026-05-06 | OVER DUE |  |  |  |  | MSIL | Automotive
3485 | Active | SPG1000/1 | SPECIAL POSITION GAUGE | 36.34 |  | SLSE |  |  | OP1037 | MSIL | ASSY | MSIL Plant | Inhouse-Gauges | 1 MONTH | 2026-04-06 | 2026-05-06 | OVER DUE |  |  |  | Gowri | MSIL | Automotive
3486 | Active | DG0170/03 | DEPTH GAUGE | 4.400/4.600 | * | * | NA | attribute |  |  | AL ASSEMBLY | M&M Plant | Inhouse-Gauges | 6 MONTH | 2026-03-07 | 2026-09-07 | OK |  |  |  | Pavi | M&M | Automotive
3487 | ACTIVE | SPG1000/6 | SPECIAL POSITION GAUGE | - | * | * | NA | attribute |  | MSIL | ASSY | MSIL Plant | Inhouse-Gauges | 1 MONTH | 2026-04-06 | 2026-05-06 | OVER DUE |  |  |  | Gowri | MSIL | Automotive
3488 | ACTIVE | SNG202/01 | SPECIAL POSITION GAUGE | 0.65/0.15 | * | * | NA | attribute |  | MSIL | ASSY | MSIL Plant | Inhouse-Gauges | 6 MONTH | 2025-03-06 | 2026-09-06 | OK |  |  |  | Gowri | M&M | Automotive
3489 | Active | DG343/1 | DEPTH GAUGE | 58.000/59.000 | * | * | NA | attribute |  |  | AL ASSEMBLY | M&M Plant | Inhouse-Gauges | 6 MONTH | 2026-03-07 | 2026-09-07 | OK |  |  |  | Pavi | M&M | Automotive
3490 | Active | SNG107/2 | SNAP GAUGE | 38.25/38.15 |  | NTG |  |  |  |  | AL ASSEMBLY | M&M Plant | Inhouse-Gauges | 6 MONTH | 2026-03-07 | 2026-09-07 | OK |  |  |  | Pavi | M&M | Automotive
3491 | Active | SNG577/01 | SNAP GAUGE | 13.00/12.60 |  | NTG |  |  |  |  | AL ASSEMBLY | M&M Plant | Inhouse-Gauges | 6 MONTH | 2026-03-07 | 2026-09-07 | OK |  |  |  | Pavi | M&M | Automotive
3492 | Active | DG0354/02 | DEPTH GAUGE | 53.000/53.300 | * | * | NA | attribute |  | SURFACE TABLE | M&M AL M/C SHOP | M&M Plant | Inhouse-Gauges | 6 MONTH | 2025-11-24 | 2026-05-24 | OK |  |  |  | Pavi | M&M | Automotive
3493 | Active | SNG191/01 | SNAP GAUGE | 110.928/110.893 |  | NTG |  |  |  |  | AL ASSEMBLY | M&M Plant | Inhouse-Gauges | 6 MONTH | 2026-03-07 | 2026-09-07 | OK |  |  |  | Pavi | M&M | Automotive
3494 | Active | DG260/03 | DEPTH GAUGE | 3.900/4.100 | * | * | NA | attribute | M&M | SURFACE TABLE | M&M AL M/C SHOP | M&M Plant | Inhouse-Gauges | 6 MONTH | 2026-03-07 | 2026-09-07 | OK |  |  |  | Gowri | M&M | Automotive
3495 | Active | DG260/04 | DEPTH GAUGE | 3.900/4.100 | * | * | NA | attribute | M&M | SURFACE TABLE | M&M AL M/C SHOP | M&M Plant | Inhouse-Gauges | 6 MONTH | 2026-03-07 | 2026-09-07 | OK |  |  |  | Gowri | M&M | Automotive
3496 | Active | SNG137/03 | SNAP GAUGE | 22.50/21.50 |  | NTG |  |  |  |  | AL ASSEMBLY | M&M Plant | Inhouse-Gauges | 6 MONTH | 2026-03-07 | 2026-09-07 | OK |  |  |  | Pavi | M&M | Automotive
3497 | Active | SLG579/01 | SLIP GAUGE | 3.9/4.1 | * | * | NA | attribute | WPA1035 |  |  | MSIL Plant | Inhouse-Gauges | 6 MONTH | 2026-03-07 | 2026-09-07 | OK |  |  |  |  | VECV | Automotive
3498 | Active | SNG770/01 | SNAP GAUGE | 10.14/9.8 | * | * | NA | attribute | WPA1035 |  |  | MSIL Plant | Inhouse-Gauges | 1 MONTH | 2026-05-07 | 2026-06-07 | OK |  |  |  |  | VECV | Automotive
3499 | Active | SNG044/5 | SNAP GAUGE | 23.95/23.98 |  | YE |  |  | WPA 964 |  |  | MSIL Plant | Inhouse-Gauges | 1 MONTH | 2026-04-07 | 2026-05-07 | OVER DUE |  |  |  |  | MSIL | Automotive
3500 | Active | PG906/02 | PLUG GAUGE | 23.005/23.030 |  | SLSE |  |  | WP 1035 |  |  | MSIL Plant | Inhouse-Gauges | 6 MONTH | 2026-03-07 | 2026-09-07 | OK |  |  |  |  | MSIL | Automotive
3501 | Active | SNG922/1 | SNAP GAUGE | 12.268/12 |  | SLSE |  |  | OP1035 | OP1035 | ASSY | MSIL Plant | Inhouse-Gauges | 6 MONTH | 2026-03-07 | 2026-09-07 | OK |  | 2026-03-07 |  |  | VECV | Automotive
3502 | Active | TRG022/07 | THREAD RING GAUGE | M30X1.5-6g LH(NOGO) |  | UNIK |  |  | M&M REC |  |  | SQA | Inhouse-Gauges | 2 MONTH | 2026-03-07 | 2026-05-07 | OVER DUE |  |  |  |  | SQA | Automotive
3503 | Active | TRG036/24 | THREAD RING GAUGE | M30X1.5-6g LH(GO) |  | UNIK |  |  | M&M REC |  |  | SQA | Inhouse-Gauges | 2 MONTH | 2026-03-07 | 2026-05-07 | OVER DUE |  |  |  |  | SQA | Automotive
3504 | Active | SPM064 | SURFACE PLATE MASTER | 0.01 |  | RBC | [5 empty] | SQA | Inhouse-Instruments | 6 MONTH | 2026-03-07 | 2026-09-07 | OK |  |  |  | Gowri | SQA | Automotive
3505 | Active | DG638/08 | DEPTH GAUGE | 4.05/4.750 | * | * | NA | attribute | OP974 | OP974 | MSIL ASSY | MSIL Plant | Inhouse-Gauges | 6 MONTH | 2026-03-07 | 2026-09-07 | OK |  |  |  | Gowri | MSIL | Automotive
3506 | Active | DG1056/1 | DEPTH GAUGE | 38.6±0.1 |  | SLSE |  |  | OP1035 | OP1035 | MSIL | MSIL Plant | Inhouse-Gauges | 6 MONTH | 2026-03-09 | 2026-09-09 | OK |  |  |  | LAKSMI | VECV | Automotive
3507 | Active | DG1057/1 | DEPTH GAUGE | 52.200/52.400 |  | SLSE |  |  | OP1035 | OP1035 | MSIL | MSIL Plant | Inhouse-Gauges | 6 MONTH | 2026-03-09 | 2026-09-09 | OK |  |  |  | LAKSMI | VECV-2026 | Automotive
3508 | Active | HGM025/02 | HEIGHT GAUGE MASTER | 57.4 |  | VEW |  |  | WPA827 | WPA827 | MSIL | MSIL Plant | Inhouse-Gauges | 6 MONTH | 2026-03-10 | 2026-09-10 | OK |  |  |  | Gowri | MSIL | Automotive
3509 | Active | DI741 | DIAL INDICATOR | 0.01MM | * | * | NA | attribute | WPA827 | WPA827 | MSIL | MSIL Plant | Inhouse-Instruments | 6 MONTH | 2026-02-28 | 2026-08-28 | OK |  | 2025-02-28 | PAVI | Pavi | MSIL | Automotive
3511 | Active | HGM060/02 | HEIGHT GAUGE MASTER | 64.70MM |  | RBC |  |  | WP761 | WP761 | MSIL | MSIL Plant | Inhouse-Gauges | 6 MONTH | 2026-03-09 | 2026-09-09 | OK |  |  |  | Gowri | MSIL | Automotive
3512 | Active | HG0059/02 | HEIGHT GAUGE | 64.70±0.2MM | * | * | NA | attribute | WP761 | WP761 | MSIL | MSIL Plant | Inhouse-Gauges | 6 MONTH | 2026-03-09 | 2026-09-09 | OK |  |  |  | Gowri | MSIL | Automotive
3513 | Active | SPM010 | SURFACE PLATE MASTER |  | * | * | NA | attribute | WP761 | WP761 | MSIL | MSIL Plant | Inhouse-Instruments | 2 MONTH | 2026-03-09 | 2026-05-09 | OVER DUE |  |  |  | Gowri | MSIL | Automotive
3514 | Active | PG0094/23 | PLUG GAUGE | 7.00/7.30 | * | * | NA | attribute | OP1010 | OP1010 | MC SHOP | MSIL Plant | Inhouse-Gauges | 6 MONTH | 2026-03-11 | 2026-09-11 | OK |  |  |  | LAKSMI | MSIL | Automotive
3515 | Active | PG0233/3 | PLUG GAUGE | 6.647/6.912 | * | * | NA | attribute | OP1010 | OP1010 | MC SHOP | MSIL Plant | Inhouse-Gauges | 6 MONTH | 2026-03-11 | 2026-09-11 | OK |  |  |  | LAKSMI | MSIL | Automotive
3516 | Active | PG0375/02 | PLUG GAUGE | 9.90/10.10 | * | * | NA | attribute | OP761.01 | OP761.01 | MC SHOP | MSIL Plant | Inhouse-Gauges | 6 MONTH | 2026-03-11 | 2026-09-11 | OK |  |  |  | Gowri | MSIL | Automotive
3517 | Active | DG304/02 | DEPTH GAUGE | 20.700/20.900 | * | * | NA | attribute | OP1007 | OP1007 | ASSY | MSIL Plant | Inhouse-Gauges | 6 MONTH | 2026-03-11 | 2026-09-11 | OK |  |  |  | Gowri | VST | Automotive
3518 | Active | SPG193/02 | SPECIAL GAUGE | _ | * | * | NA | attribute | WPA853 | WPA853 | ASSY | M&M Plant | Inhouse-Gauges | 6 MONTH | 2026-03-11 | 2026-09-11 | OK |  |  |  | Pavi | M&M | Automotive
3519 | Active | PG0313/02 | PLUG GAUGE | 37.40/37.60 | * | * | NA | attribute | WPA853 | WPA853 | AL ASSEMBLY | M&M Plant | Inhouse-Gauges | 2 MONTH | 2026-03-09 | 2026-06-09 | OK |  |  |  | Pavi | M&M | Automotive
3520 | Active | DDI001/08 | LEVER DIAL INDICATOR |  | * | * | NA | attribute |  |  |  |  | Inhouse-Gauges | 6 MONTH | 2026-03-26 | 2026-09-26 | OK | [5 empty] | Automotive
3521 | Active | CCG093/01 | CONCENTRICITY GAUGE | 0.1MM | * | * | NA | attribute | OP1022 | OP1022 |  |  | Inhouse-Gauges | 6 MONTH | 2026-03-11 | 2026-09-11 | OK | [5 empty] | Automotive
3522 | Active | DG386/01 | DEPTH GAUGE | 25.5±0.3 | * | * | NA | attribute | WPP854-04 | WPP854-04 |  | MSIL Plant | Inhouse-Gauges | 2 MONTH | 2026-03-09 | 2026-05-09 | OVER DUE |  |  |  | Gowri | MSIL | Automotive
3522 | Active |  | DEPTH GAUGE | 7.000/7.200 | * | * | NA | attribute | WPA964 | WPP964 | ASSY | MSIL Plant | Inhouse-Gauges | 6 MONTH | 2026-01-30 | 2026-07-30 | OK |  |  |  | Gowri | MSIL | Automotive
3523 | Active | TPG046/01 | THREAD PLUG GAUGE | M12*1.5-6H SPL | * | * | NA | attribute |  |  |  | MSIL Plant | Inhouse-Gauges | 6 MONTH | 2026-03-12 | 2026-09-12 | OK |  |  |  | Gowri | MSIL | Automotive
3524 | Active | MD143 | MANDLE | ROTAR | SQA | SQA | RECVING | SQA | OP772/890 |  |  |  | Inhouse-Gauges | 6 MONTH | 2026-03-12 | 2026-09-12 | OK | [5 empty] | Automotive
3525 | Active | MD144 | MANDLE | 24.150/24.00 | SQA | SQA | RECVING | SQA | OP963 |  |  |  | Inhouse-Gauges | 6 MONTH | 2026-03-12 | 2026-09-12 | OK | [5 empty] | Automotive
3526 | Active | DG935/01 | DEPTH GAUGE | 33.8 | OP1037 | OP1037 BODY |  |  | WPA1035 | WPA1035 | MSIL M/C SHOP | MSIL Plant | Inhouse-Gauges | 6 MONTH | 2026-03-16 | 2026-09-16 | OK |  |  |  |  | VECV-2026 | Automotive
3527 | Active | SPG1092/01 | SPECIAL POSITION GAUGE | POSITION GAUGE | OP1037 | MSIL | ASSY | MSIL Plant |  |  |  |  | Inhouse-Gauges | 6 MONTH | 2026-03-12 | 2026-09-12 | OK | [5 empty] | Automotive
3528 | Active | SPG366/01 | GAUGE PIN |  | * | * | NA | attribute | OP809 | OP809 | RECEIVING INS | SQA | Inhouse-Gauges | 12 MONTH | 2025-04-07 | 2026-04-07 | OVER DUE |  |  |  | Pavi |  | Automotive
3529 | Active | SPG366/02 | GAUGE PIN |  | * | * | NA | attribute | OP809 | OP809 | RECEIVING INS | SQA | Inhouse-Gauges | 12 MONTH | 2025-04-07 | 2026-04-07 | OVER DUE |  |  |  | Pavi |  | Automotive
3530 | Active | SPG366/03 | GAUGE PIN |  | * | * | NA | attribute | OP809 | OP809 | RECEIVING INS | SQA | Inhouse-Gauges | 12 MONTH | 2025-04-07 | 2026-04-07 | OVER DUE |  |  |  | Pavi |  | Automotive
3531 | Active | SPG366/04 | GAUGE PIN |  | * | * | NA | attribute | OP809 | OP809 | RECEIVING INS | SQA | Inhouse-Gauges | 12 MONTH | 2025-04-07 | 2026-04-07 | OVER DUE |  |  |  | Pavi |  | Automotive
3532 | Active | MD145 | MANDLE | 43.740/43.640 | SQA | SQA | RECVING | SQA | OP887 | OP887 | RECEIVING INS | SQA | Inhouse-Gauges | 6 MONTH | 2026-03-12 | 2026-09-12 | OK |  |  |  | Pavi |  | Automotive
3533 | Active | MD146 | MANDLE | ROTAR | SQA | SQA | RECVING | SQA | OP772/890 |  | RECEIVING INS | SQA | Inhouse-Gauges | 6 MONTH | 2026-03-12 | 2026-09-12 | OK |  |  |  | Pavi |  | Automotive
3534 | Active | MD147 | MANDLE | 53.450/53.500 | SQA | SQA | RECVING | SQA |  |  | RECEIVING INS | SQA | Inhouse-Gauges | 6 MONTH | 2026-03-12 | 2026-09-12 | OK |  |  |  | Pavi |  | Automotive
3535 | Active | MD148 | MANDLE | 46+0.35/+0.65&41.5-0.1 | SQA | SQA | RECVING | SQA |  |  | RECEIVING INS | SQA | Inhouse-Gauges | 6 MONTH | 2026-03-12 | 2026-09-12 | OK |  |  |  | Pavi |  | Automotive
3536 | Active | MD149 | MANDLE | 82.32/82.21 | SQA | SQA | RECVING | SQA |  |  | RECEIVING INS | SQA | Inhouse-Gauges | 6 MONTH | 2026-03-12 | 2026-09-12 | OK |  |  |  | Pavi |  | Automotive
3537 | Active | MD150 | MANDLE | ROTAR | SQA | SQA | RECVING | SQA |  |  | RECEIVING INS | SQA | Inhouse-Gauges | 6 MONTH | 2026-03-12 | 2026-09-12 | OK |  |  |  | Pavi |  | Automotive
3538 | Active | MD151 | MANDLE | ROTAR | SQA | SQA | RECVING | SQA |  |  | RECEIVING INS | SQA | Inhouse-Gauges | 6 MONTH | 2026-03-12 | 2026-09-12 | OK |  |  |  | Pavi |  | Automotive
3539 | Active | MD152 | MANDLE | 43.3+0.039/-0.073 | SQA | SQA | RECVING | SQA |  |  | RECEIVING INS | SQA | Inhouse-Gauges | 6 MONTH | 2026-03-12 | 2026-09-12 | OK |  |  |  | Pavi |  | Automotive
3540 | Active | MD153 | MANDLE | ROTAR | SQA | SQA | RECVING | SQA |  |  | RECEIVING INS | SQA | Inhouse-Gauges | 6 MONTH | 2026-03-12 | 2026-09-12 | OK |  |  |  | Pavi |  | Automotive
3541 | Active | MD154 | MANDLE | ROTAR | SQA | SQA | RECVING | SQA |  |  | RECEIVING INS | SQA | Inhouse-Gauges | 6 MONTH | 2026-03-12 | 2026-09-12 | OK |  |  |  | Pavi |  | Automotive
3542 | Active | MD003 | MANDLE | ROTAR | SQA | SQA | RECVING | SQA |  |  | RECEIVING INS | SQA | Inhouse-Gauges | 6 MONTH | 2026-03-12 | 2026-09-12 | OK |  |  |  | Pavi |  | Automotive
3543 | Active | MD155 | MANDLE | ROTAR | SQA | SQA | RECVING | SQA |  |  | RECEIVING INS | SQA | Inhouse-Gauges | 6 MONTH | 2026-03-12 | 2026-09-12 | OK |  |  |  | Pavi |  | Automotive
3544 | Active | MD156 | MANDLE | ROTAR | SQA | SQA | RECVING | SQA |  |  | RECEIVING INS | SQA | Inhouse-Gauges | 6 MONTH | 2026-03-12 | 2026-09-12 | OK |  |  |  | Pavi |  | Automotive
3545 | Active | MD157 | MANDLE | ROTAR | SQA | SQA | RECVING | SQA |  |  | RECEIVING INS | SQA | Inhouse-Gauges | 6 MONTH | 2026-03-12 | 2026-09-12 | OK |  |  |  | Pavi |  | Automotive
3546 | Active | MD158 | MANDLE | ROTAR | SQA | SQA | RECVING | SQA |  |  | RECEIVING INS | SQA | Inhouse-Gauges | 6 MONTH | 2026-03-12 | 2026-09-12 | OK |  |  |  | Pavi |  | Automotive
3547 | Active | MD159 | MANDLE | ROTAR | SQA | SQA | RECVING | SQA |  |  | RECEIVING INS | SQA | Inhouse-Gauges | 6 MONTH | 2026-03-12 | 2026-09-12 | OK |  |  |  | Pavi |  | Automotive
3548 | Active | MD160 | MANDLE | 11.10/10.95 | SQA | SQA | RECVING | SQA |  |  | RECEIVING INS | SQA | Inhouse-Gauges | 6 MONTH | 2026-03-12 | 2026-09-12 | OK |  |  |  | Pavi |  | Automotive
3549 | Active | MD161 | MANDLE | ROTAR | SQA | SQA | RECVING | SQA |  |  | RECEIVING INS | SQA | Inhouse-Gauges | 6 MONTH | 2026-03-12 | 2026-09-12 | OK |  |  |  | Pavi |  | Automotive
3550 | Active | MD162 | MANDLE | ROTAR | SQA | SQA | RECVING | SQA |  |  | RECEIVING INS | SQA | Inhouse-Gauges | 6 MONTH | 2026-03-12 | 2026-09-12 | OK |  |  |  | Pavi |  | Automotive
3551 | Active | DG1058/1 | DEPTH GAUGE | 39.7±0.2 | * | * | NA | attribute | OP1035 | OP1035 | MSIL M/C SHOP | MSIL Plant | Inhouse-Gauges | 6 MONTH | 2026-03-12 | 2026-09-12 | OK |  | 2026-03-12 |  | Gowri | VECV-2026 | Automotive
3552 | Active | DG1059/1 | DEPTH GAUGE | 59.4±0.1 | * | * | NA | attribute | OP1035 | OP1035 | MSIL M/C SHOP | MSIL Plant | Inhouse-Gauges | 6 MONTH | 2026-03-12 | 2026-09-12 | OK |  | 2026-03-12 |  | Gowri | VECV-2026 | Automotive
3553 | Active | PG490/10 | PLUG GAUGE | 20.00/20.021 | * | * | NA | attribute | OP1010 | OP1010 | MSIL M/C SHOP | MSIL Plant | Inhouse-Gauges | 1 MONTH | 2026-05-13 | 2026-06-13 | OK |  | 2026-03-13 |  | Gowri | MSIL | Automotive
3554 | Active | SPG535/09 | SPECIAL POSITION GAUGE | 49.0/48.70 | * | * | NA | attribute | WPA880 |  | TML ASSY | MSIL Plant | Inhouse-Gauges | 6 MONTH | 2026-03-14 | 2026-09-14 | OK |  |  |  | Gowri | MSIL | Automotive
3555 | Active | SPG886/09 | SPECIAL POSITION GAUGE | - | * | * | NA | attribute | OP761 | OP761 | OP761 ASSY | MSIL Plant | Inhouse-Gauges | 6 MONTH | 2026-03-14 | 2026-09-14 | OK |  |  |  | Gowri | MSIL | Automotive
3556 | Active | SPG120/02 | SPECIAL POSITION GAUGE | 16.035/16.855 | * | * | NA | attribute | OP854 | OP854 | OP854 ASSY | MSIL Plant | Inhouse-Gauges | 6 MONTH | 2026-03-14 | 2026-09-14 | OK |  |  |  | Gowri | MSIL | Automotive
3557 | Active | SP035 | SURFACE PLATE MASTER | FLATNESS GAUGE | * | * | NA | attribute | OP427 | OP427 | OP854 ASSY | MSIL Plant | Inhouse-Gauges | 6 MONTH | 2026-03-14 | 2026-09-14 | OK |  |  |  | Gowri | MSIL | Automotive
3558 | Active |  | DIAL INDICATOR | 0.01mm | * | * | NA | attribute | WP772 | WP772 |  | M&M Plant | Inhouse-Instruments | 6 MONTH | 2026-03-16 | 2026-09-16 | OK |  |  |  | Pavi | M&M Plant | Automotive
3559 | Active | PG668/01 | PLUG GAUGE | 4.917/5.153 | * | * | NA | attribute |  |  |  | M&M Plant | Inhouse-Gauges | 6 MONTH | 2026-03-16 | 2026-09-16 | OK |  |  |  | Pavi | M&M Plant | Automotive
3560 | Active | PG586/02 | PLUG GAUGE | 9.0±15 | * | * | NA | attribute |  |  |  | M&M Plant | Inhouse-Gauges | 1 MONTH | 2026-04-16 | 2026-05-16 | DUE SOON |  |  |  | Pavi | M&M Plant | Automotive
3561 | Active | CCG094/01 | CONCENTRICITY GAUGE | 36.45/29.955 | * | * | NA | attribute |  |  |  | M&M Plant | Inhouse-Gauges | 6 MONTH | 2026-03-16 | 2026-09-16 | OK |  |  |  | Pavi | M&M Plant | Automotive
3562 | Active | PG357/30 | PLUG GAUGE | 8.025/8.047 | * | * | NA | attribute |  |  |  | M&M Plant | Inhouse-Gauges | 1 MONTH | 2026-04-16 | 2026-05-16 | DUE SOON |  |  |  | Pavi | M&M Plant | Automotive
3564 | Active | TPG013/04 | THREAD PLUG GAUGE | M46*15-6H | * | * | NA | attribute | YNC SURFACE TABLE | OP1010 |  | MSIL Plant | Inhouse-Gauges | 6 MONTH | 2026-03-17 | 2026-09-17 | OK |  |  |  | Gowri | MSIL | Automotive
3565 | Active | SPG922/01 | SPECIAL GAUGE | TOP BLOCK | * | * | NA | attribute | CAST IRON | CAST IRON | M&M | M&M Plant | Inhouse-Gauges | 6 MONTH | 2026-03-17 | 2026-09-17 | OK |  |  |  | Pavi | M&M FARM | Non Automotive
3566 | Active | SNG62/1 | SNAP GAUGE | 40.300/38.700 | * | * | NA | attribute | OP1007 | OP1007 | M/C SHOP | M&M Plant | Inhouse-Gauges | 6 MONTH | 2026-03-17 | 2026-09-17 | OK |  |  |  | Gowri | M&M FARM | Automotive
3567 | Active | PG901/01 | PLUG GAUGE | 19.98 | WPA1048 | ASSY | MSIL Plant | Force Motor | M&M | M&M | VISUAL INSPECTION | M&M Plant | Inhouse-Gauges | 6 MONTH | 2026-03-18 | 2026-09-18 | OK |  |  |  | Pavi | M&M FARM | Automotive
3568 | Active | PG613/61 | PLUG GAUGE | 6.647/6.912 | * | * | NA | attribute | M&M | M&M | VISUAL INSPECTION | M&M Plant | Inhouse-Gauges | 6 MONTH | 2026-03-18 | 2026-09-18 | OK |  |  |  | Pavi | M&M FARM | Automotive
3569 | Active | HG028/02 | HEIGHT GAUGE | - | * | * | NA | attribute | M&M | M&M | VISUAL INSPECTION | M&M Plant | Inhouse-Gauges | 6 MONTH | 2026-03-18 | 2026-09-18 | OK |  |  |  | Pavi | M&M FARM | Automotive
3570 | Active | DI777 | DIAL INDICATOR | 0.010 ~10.000 mm | 0.01MM | MITUTOYO |  | ANALOG | M&M | M&M | VISUAL INSPECTION | M&M Plant | Inhouse-Instruments | 6 MONTH | 2026-03-18 | 2026-09-18 | OK |  | 2025-03-18 | PAVI | Pavi | M&M FARM | Automotive
3571 | Active | SM969/03 | SETTING MASTER | 22 | * | * | NA | attribute | M&M | M&M | VISUAL INSPECTION | M&M Plant | Inhouse-Gauges | 6 MONTH | 2026-03-18 | 2026-09-18 | OK |  |  |  | Pavi | M&M FARM | Automotive
3572 | Active | SNG284/3 | SNAP GAUGE | 9.80/9.50 | * | * | NA | attribute | OP906 | OP906 | MSIL M/C SHOP | MSIL Plant | Inhouse-Gauges | 6 MONTH | 2026-03-18 | 2026-09-18 | OK |  |  |  | Gowri | MSIL | Automotive
3573 | Active | SPG1011/01 | POSITION GAUGE | WP899 | OP1004M | M&M | M&M Plant | M&M | WP899 | WP899 | ASSY | M&M Plant | Inhouse-Gauges | 6 MONTH | 2026-03-18 | 2026-09-18 | OK |  |  |  |  | M&M FARM | Automotive
3574 | Active | SNG215/01 | SNAP GAUGE | 7.990/7.930 | FP | ASSY-01 | Fuel Pump | Fuel Pump | OP887 | FINAL | FINAL | M&M Plant | Inhouse-Gauges | 6 MONTH | 2026-03-18 | 2026-09-18 | OK |  |  |  |  | M&M FARM | Automotive
3575 | Active | CS031 | COMPARTOR STAND | GRINAT FLATNESS 120*120 | SQA | SQA | MSIL Plant | MSIL | SQA | 3 MONTH | SQA Inspection | SQA | Inhouse-Instruments | 3 MONTH | 2026-03-19 | 2026-06-19 | OK |  |  |  |  | SQA | Automotive
3576 | Active | HGM051/03 | HEIGHT GAUGE MASTER | 93.29 | * | * | NA | attribute | WPA835S | GM | FINAL | GM | Inhouse-Gauges | 6 MONTH | 2026-03-20 | 2026-09-20 | OK |  |  |  | Gowri | GM | Automotive
3577 | Active | HG051/02 | HEIGHT GAUGE |  | * | * | NA | attribute | WPA835S | GM | FINAL | GM | Inhouse-Gauges | 6 MONTH | 2026-03-20 | 2026-09-20 | OK |  |  |  | Gowri | GM | Automotive
3578 | Active | DG127/03 | DEPTH GAUGE | 2.95/3.45 | * | * | NA | attribute | WPA835S | GM | FINAL | GM | Inhouse-Gauges | 6 MONTH | 2026-03-20 | 2026-09-20 | OK |  |  |  | Gowri | GM | Automotive
3579 | Active | SPG1068/01 | SPECIAL POSITION GAUGE | POSITION GAUGE | * | * | NA | attribute | OP1035 | OP1020 | MSIL | MSIL Plant | Inhouse-Gauges | 6 MONTH | 2026-03-20 | 2026-09-20 | OK |  |  |  | Gowri | VECV | Automotive
3580 | Active | SPG1020/01 | SPECIAL POSITION GAUGE | POSITION GAUGE | * | * | NA | attribute |  | OP1020 | MSIL | MSIL Plant | Inhouse-Gauges | 6 MONTH | 2026-03-20 | 2026-09-20 | OK |  |  |  | Gowri | MSIL | Automotive
3581 | Active | SNG592/01 | SNAP GAUGE | 5.600/5.400 | * | * | NA | attribute | OP986 | OP986 | MSIL | MSIL Plant | Inhouse-Gauges | 6 MONTH | 2026-03-20 | 2026-09-20 | OK |  |  |  | Gowri | MSIL | Automotive
3582 | Active | SNG947/01 | SNAP GAUGE | 75.190/75.116 | * | * | NA | attribute | WPA1048 | WPA1048 | ASSY | MSIL Plant | Inhouse-Gauges | 6 MONTH | 2026-04-27 | 2026-10-27 | OK |  |  |  | Gowri | Force Motor | Automotive
3583 | Active | SNG214/02 | SNAP GAUGE | 52.300/51.700 | IFC895M1M1 | M&M AL M/C SHOP | M&M Plant | M&M | OP772M2 |  | M&M PLANT | M&M Plant | Inhouse-Gauges | 6 MONTH | 2026-03-23 | 2026-09-23 | OK | [5 empty] | Automotive
3584 | Active | SNG214/03 | SNAP GAUGE | 52.300/51.700 | IFC895M1M1 | M&M AL M/C SHOP | M&M Plant | M&M | OP772M2 |  | M&M PLANT | M&M Plant | Inhouse-Gauges | 6 MONTH | 2026-03-23 | 2026-09-23 | OK | [5 empty] | Automotive
3585 | Active | SNG363/11 | SNAP GAUGE | 10.200/9.800 | IFC895M1M1 | M&M AL M/C SHOP | M&M Plant | M&M | WPA939 |  | M&M PLANT | M&M Plant | Inhouse-Gauges | 6 MONTH | 2026-03-23 | 2026-09-23 | OK | [5 empty] | Automotive
3586 |  | SNG405/02 | SNAP GAUGE | 17.200/16.800 | IFC895M1M1 | M&M AL M/C SHOP | M&M Plant | M&M | WPA989 |  | M&M PLANT | M&M Plant | Inhouse-Gauges | 6 MONTH | 2026-03-23 | 2026-09-23 | OK | [5 empty] | Automotive
3587 |  | SNG980/01 | SNAP GAUGE | 55.150/54.850 | * | * | NA | attribute | IFC895M1 |  | M&M PLANT | M&M Plant | Inhouse-Gauges | 6 MONTH | 2026-03-23 | 2026-09-23 | OK | [5 empty] | Automotive
3588 |  | PG357/33 | PLUG GAUGE | 8.025/8.047 | OP989 | OP989 | M&M SURFACE TABLE |  | COMMON |  | M&M PLANT | M&M Plant | Inhouse-Gauges | 1 MONTH | 2026-05-23 | 2026-06-23 | OK | [5 empty] | Automotive
3589 | Active | PG925/01 | PLUG GAUGE | 8.40/8.80 | * | * | NA | attribute | OP887 |  | M&M PLANT | M&M Plant | Inhouse-Gauges | 6 MONTH | 2026-03-23 | 2026-09-23 | OK |  | 2026-03-23 |  | Pavi |  | Automotive
3590 | Active | PG652/3 | PLUG GAUGE | 20.00/20.052 | * | * | NA | attribute | COMMON |  | M&M PLANT | M&M Plant | Inhouse-Gauges | 6 MONTH | 2026-03-23 | 2026-09-23 | OK |  | 2026-03-23 |  | Pavi |  | Automotive
3591 |  | SNG981/01 | SNAP GAUGE | 53.000/51.000 | * | * | NA | attribute | IFC895 |  | M&M PLANT | M&M Plant | Inhouse-Gauges | 6 MONTH | 2026-03-23 | 2026-09-23 | OK | [5 empty] | Automotive
3592 |  | SNG982/01 | SNAP GAUGE | 29.000/31.000 | * | * | NA | attribute | IFC895 |  | M&M PLANT | M&M Plant | Inhouse-Gauges | 6 MONTH | 2026-03-23 | 2026-09-23 | OK | [5 empty] | Automotive
3593 |  | SNG983/01 | SNAP GAUGE | 55.300/54.700 | * | * | NA | attribute | IFC895 |  | M&M PLANT | M&M Plant | Inhouse-Gauges | 6 MONTH | 2026-03-23 | 2026-09-23 | OK | [5 empty] | Automotive
3594 |  | SNG309/03 | SNAP GAUGE | 52.968/52.922 | WPA977 | WPA977 | SQA Inspection | SQA | WPA977 |  | M&M PLANT | M&M Plant | Inhouse-Gauges | 1 MONTH | 2026-03-23 | 2026-04-23 | OK | [5 empty] | Automotive
3595 |  | SNG417/3 | SNAP GAUGE | 35.993/35.972 | WPA936 | WPA936 | CI ASSY-01 | M&M Plant | WPA936 |  | M&M PLANT | M&M Plant | Inhouse-Gauges | 1 MONTH | 2026-03-23 | 2026-04-23 | OK | [5 empty] | Automotive
3596 |  | SNG958/02 | SNAP GAUGE | 40.800/39.200 | WPA939 | WP939 | ASSY | M&M Plant | WPA939 |  | M&M PLANT | M&M Plant | Inhouse-Gauges | 6 MONTH | 2026-03-23 | 2026-09-23 | OK | [5 empty] | Automotive
3597 |  | SNG728/04 | SNAP GAUGE | 24.000/23.500 | WPP1026 | WPP1026 |  |  | WPA1026 |  | M&M PLANT | M&M Plant | Inhouse-Gauges | 6 MONTH | 2026-03-23 | 2026-09-23 | OK | [5 empty] | Automotive
3598 |  | SNG1037/02 | SNAP GAUGE | 8.000/7.500 | OP887M6 | OP887M6 |  |  | OP887 |  | M&M PLANT | M&M Plant | Inhouse-Gauges | 6 MONTH | 2026-03-23 | 2026-09-23 | OK | [5 empty] | Automotive
3599 | Active | SNG344/03 | SNAP GAUGE | 56.700/56.300 | WPP1026 | WPP1026 |  |  | M&M |  | M&M PLANT | M&M Plant | Inhouse-Gauges | 6 MONTH | 2026-03-23 | 2026-09-23 | OK | [5 empty] | Automotive
3600 | Active | SNG405/03 | SNAP GAUGE | 17.200/16.800 | IFC895M1M1 | M&M AL M/C SHOP | M&M Plant | M&M | WPA989 |  | M&M PLANT | M&M Plant | Inhouse-Gauges | 6 MONTH | 2026-03-24 | 2026-09-24 | OK | [5 empty] | Automotive
3601 | Active | SNG982/02 | SNAP GAUGE | 29.000/31.000 | * | * | NA | attribute | IFC895 |  | M&M PLANT | M&M Plant | Inhouse-Gauges | 6 MONTH | 2026-03-24 | 2026-09-24 | OK | [5 empty] | Automotive
3602 | Active | SNG983/02 | SNAP GAUGE | 55.300/54.700 | * | * | NA | attribute | IFC895 |  | M&M PLANT | M&M Plant | Inhouse-Gauges | 6 MONTH | 2026-03-24 | 2026-09-24 | OK | [5 empty] | Automotive
3603 | Active | SNG980/02 | SNAP GAUGE | 55.150/54.850 | * | * | NA | attribute | IFC895M1 |  | M&M PLANT | M&M Plant | Inhouse-Gauges | 6 MONTH | 2026-03-24 | 2026-09-24 | OK | [5 empty] | Automotive
3604 | Active | SNG981/02 | SNAP GAUGE | 53.000/51.000 | * | * | NA | attribute | IFC895 |  | M&M PLANT | M&M Plant | Inhouse-Gauges | 6 MONTH | 2026-03-24 | 2026-09-24 | OK | [5 empty] | Automotive
3605 | Active | SNG214/03 | SNAP GAUGE | 52.300/51.700 | IFC895M1M1 | M&M AL M/C SHOP | M&M Plant | M&M | OP772M2 |  | M&M PLANT | M&M Plant | Inhouse-Gauges | 6 MONTH | 2026-03-24 | 2026-09-24 | OK | [5 empty] | Automotive
3606 | Active | PG925/02 | PLUG GAUGE | 8.40/8.80 | * | * | NA | attribute | OP887 |  | M&M PLANT | M&M Plant | Inhouse-Gauges | 6 MONTH | 2026-03-24 | 2026-09-24 | OK |  | 2026-03-24 |  |  |  | Automotive
3607 | Active | PG883/05 | PLUG GAUGE | 9.000/10.000 | OP1010 | OP1010 | MSIL M/C SHOP | MSIL Plant |  |  | M&M PLANT | M&M Plant | Inhouse-Gauges | 6 MONTH | 2026-03-24 | 2026-09-24 | OK |  | 2026-03-24 |  |  |  | Automotive
3608 | Active | PG869/01 | PLUG GAUGE | 77.000/77.500 | * | * | NA | attribute | OP887 | OP887 |  |  | Inhouse-Gauges | 6 MONTH | 2026-04-08 | 2026-10-08 | OK |  | 2026-04-08 |  |  |  | Automotive
3609 | Active | DG354/05 | DEPTH GAUGE | 53.000/53.300 | * | * | NA | attribute | IFC895M1BS6 | IFC895M1BS6 | AL ASSEMBLY | M&M Plant | Inhouse-Gauges | 6 MONTH | 2026-02-28 | 2026-08-28 | OK |  | 2020-08-28 |  | Pavi | M&M | Automotive
3610 | Active | SNG588/001 | SNAP GAUGE | 101.929/101.964 | * | * | NA | attribute | WPA939 | WPA939 | CI M/C SHOP | M&M Plant | Inhouse-Gauges | 1 MONTH | 2026-04-28 | 2026-05-28 | OK |  |  |  | Pavi | M&M | Automotive
3611 | Active | DG020/02 | DEPTH GAUGE | 4.050/4.750 | * | * | NA | attribute |  | OP1010 | MSIL | MSIL Plant | Inhouse-Gauges | 6 MONTH | 2026-03-28 | 2026-09-28 | OK |  | 2023-09-28 |  |  | MSIL | Automotive
3612 | Active | SNG1039/01 | SNAP GAUGE | 33.800/33.200&37.800/37.200 | * | * | NA | attribute |  | OP1023 | M&M PLANT | M&M Plant | Inhouse-Gauges | 6 MONTH | 2026-03-30 | 2026-09-30 | OK | [5 empty] | Automotive
3613 | Active | SNG1039/02 | SNAP GAUGE | 33.800/33.200&37.800/37.200 | * | SLSE |  | Attribute | OP1023 | OP1023 | ASSY | M&M Plant | Inhouse-Gauges | 6 MONTH | 2026-03-30 | 2026-09-30 | OK |  |  |  |  | KOHLER | Automotive
3614 | Active | SPG1003/01 | SPECIAL POSITION GAUGE | ø81.0-26/20+0.20 | WPA1030 | LPP |  |  | WPA1030 | WPA1030 |  | M&M Plant | Inhouse-Gauges | 6 MONTH | 2026-03-30 | 2026-09-30 | OK | [5 empty] | Automotive
3615 | Active | SPG1002/1 | SPECIAL POSITION GAUGE | RADIUS GAUGE 51.0+0.20 | WPA1030 | LPP |  |  | WPA1030 | WPA1030 |  | M&M Plant | Inhouse-Gauges | 2 MONTH | 2026-03-30 | 2026-05-30 | OK | [5 empty] | Automotive
3616 | Active | CCG81/01 | CONCENTRICITY GAUGE | ø29.936-ø41.948 | WPA1030 | LPP |  |  | WPA1030 | WPA1030 |  | M&M Plant | Inhouse-Gauges | 6 MONTH | 2026-02-08 | 2026-08-08 | OK |  | 2025-02-08 |  |  |  | Automotive
3617 | Active | SPG1005/1 | SPECIAL POSITION GAUGE | ø9.0±0.10 | WPA1030 | LPP |  |  | WPA1030 | WPA1030 |  | M&M Plant | Inhouse-Gauges | 1 MONTH | 2026-04-30 | 2026-05-30 | OK | [5 empty] | Automotive
3618 | Active | SPG1001/1 | SPECIAL POSITION GAUGE | IMPELLER HT GAUGE 15.0±0.01 | WPA1030 | LPP |  |  | WPA1030 | WPA1030 |  | M&M Plant | Inhouse-Gauges | 1 MONTH | 2026-04-30 | 2026-05-30 | OK | [5 empty] | Automotive
3619 | Active | SNG934/03 | SNAP GAUGE | 8 | WPA1030 | LPP |  |  | WPA1030 | WPA1030 |  | M&M Plant | Inhouse-Gauges | 1 MONTH | 2026-04-30 | 2026-05-30 | OK | [5 empty] | Automotive
3620 | Active | DG913/1 | DEPTH GAUGE | 20.0+0.30 | WPA1030 | LPP |  |  | WPA1030 | WPA1030 |  | M&M Plant | Inhouse-Gauges | 1 MONTH | 2026-04-30 | 2026-05-30 | OK | [5 empty] | Automotive
3621 | Active | SPG1003/1 | SPECIAL POSITION GAUGE | 24.0+0.20 | WPA1030 | LPP |  |  | WPA1030 | WPA1030 |  | M&M Plant | Inhouse-Gauges | 1 MONTH | 2026-04-30 | 2026-05-30 | OK | [5 empty] | Automotive
3622 | Active | PG901/02 | PLUG GAUGE | ø19.965/ø19.945 | WPA1030 | LPP |  |  | WPA1030 | WPA1030 |  | M&M Plant | Inhouse-Gauges | 1 MONTH | 2026-04-30 | 2026-05-30 | OK | [5 empty] | Automotive
3623 | Active | PG900/1 | PLUG GAUGE | ø9.30-0.1 | WPA1030 | LPP |  |  | WPA1030 | WPA1030 |  | M&M Plant | Inhouse-Gauges | 1 MONTH | 2026-04-30 | 2026-05-30 | OK | [5 empty] | Automotive
3624 | Active | PG834/05 | PLUG GAUGE | ø4.0±0.10 | WPA1030 | LPP |  |  | WPA1030 | WPA1030 |  | M&M Plant | Inhouse-Gauges | 1 MONTH | 2026-04-30 | 2026-05-30 | OK | [5 empty] | Automotive
3625 | Active | DG912/01 | DEPTH GAUGE | 52.0±0.10 | WPA1030 | LPP |  |  | WPA1030 | WPA1030 |  | M&M Plant | Inhouse-Gauges | 2 MONTH | 2026-03-30 | 2026-05-30 | OK | [5 empty] | Automotive
3626 | Active | DG915/01 | DEPTH GAUGE | 11.500/12.000 | WPA1030 | LPP |  |  | WPA1030 | WPA1030 |  | M&M Plant | Inhouse-Gauges | 1 MONTH | 2026-04-30 | 2026-05-30 | OK | [5 empty] | Automotive
3627 | Active | SMR0047/05 | SETTING MASTER | 14.985 | WPA1030 | RBC-1 |  |  | WPA1030 | WPA1030 |  | M&M Plant | Inhouse-Gauges | 1 MONTH | 2026-04-30 | 2026-05-30 | OK | [5 empty] | Automotive
3628 | Active | SLG196/1 | SLIP GAUGE | 6.5 | WPA1030 | RBC-1 |  |  | WPA1030 | WPA1030 |  | M&M Plant | Inhouse-Gauges | 1 MONTH | 2026-04-30 | 2026-05-30 | OK | [5 empty] | Automotive
3629 | Active | DG918/01 | DEPTH GAUGE | GROOVE HT GAUGE 46.10+0.10 | WPA1030 | RBC-1 |  |  | WPA1030 | WPA1030 |  | M&M Plant | Inhouse-Gauges | 1 MONTH | 2026-04-30 | 2026-05-30 | OK | [5 empty] | Automotive
3630 | Active | DG1060/01 | DEPTH GAUGE | 1.85+0.14 | WPA1030 | RBC-1 |  |  | WPA1030 | WPA1030 |  | M&M Plant | Inhouse-Gauges | 1 MONTH | 2026-04-30 | 2026-05-30 | OK | [5 empty] | Automotive
3631 | Active | PG799/04 | PLUG GAUGE | 22.975/23.000 | WPP1040-01 | SLSE | * |  | WPP1040-01 | WPP1040-01 |  |  | Inhouse-Gauges | 1 MONTH | 2026-04-30 | 2026-05-30 | OK |  |  | Manivannan.C | Gowri |  | Automotive
3632 | Active | PG1031/1 | PLUG GAUGE | 22.98/23 | WPA1040 | SLSE |  |  | WPA1040 | WPA1040 |  |  | Inhouse-Gauges | 1 MONTH | 2026-04-30 | 2026-05-30 | OK | [5 empty] | Automotive
3633 | Active | PG1030/1 | PLUG GAUGE | 6.4/6.6 | WPA1040 | SLSE |  |  | WPA1040 | WPA1040 |  |  | Inhouse-Gauges | 1 MONTH | 2026-04-30 | 2026-05-30 | OK | [5 empty] | Automotive
3634 | Active | PG1032/1 | PLUG GAUGE | 3.50/3.70 | WPP1040 | SLSE |  |  | WPP1040 | WPP1040 |  |  | Inhouse-Gauges | 1 MONTH | 2026-04-30 | 2026-05-30 | OK | [5 empty] | Automotive
3635 | Active | DG1061/01 | DEPTH GAUGE | 10.20±0.2 | WPP1040 | SLSE |  |  | WPP1040 | WPP1040 |  |  | Inhouse-Gauges | 1 MONTH | 2026-04-30 | 2026-05-30 | OK | [5 empty] | Automotive
3636 | Active | DG1062/1 | DEPTH GAUGE | 10.2 | WPP1040 | SLSE |  |  | WPP1040 | WPP1040 |  |  | Inhouse-Gauges | 1 MONTH | 2026-04-30 | 2026-05-30 | OK | [5 empty] | Automotive
3637 | Active | DG1063/01 | DEPTH GAUGE | 4+0.1 | WPP1040 | SLSE |  |  | WPP1040 | WPP1040 |  |  | Inhouse-Gauges | 1 MONTH | 2026-04-30 | 2026-05-30 | OK | [5 empty] | Automotive
3638 | Active | DG1063/02 | DEPTH GAUGE | 4+0.1 | WPP1040 | SLSE |  |  | WPP1040 | WPP1040 |  |  | Inhouse-Gauges | 1 MONTH | 2026-04-30 | 2026-05-30 | OK | [5 empty] | Automotive
3639 | Active | DG1064/01 | DEPTH GAUGE | 5.0+0.5 | WPP1040 | SLSE |  |  | WPP1040 | WPP1040 |  |  | Inhouse-Gauges | 1 MONTH | 2026-04-30 | 2026-05-30 | OK | [5 empty] | Automotive
3640 | Active | DG1065/01 | DEPTH GAUGE | 56.4 | WPA1040 | SLSE |  |  | WPP1040 | WPP1040 |  |  | Inhouse-Gauges | 2 MONTH | 2026-04-30 | 2026-06-30 | OK | [5 empty] | Automotive
3641 | Active | HGM1037/01 | HEIGHT GAUGE MASTER | 15.25 | WPA1040 | SLSE |  |  | WPA1040 | WPA1040 |  |  | Inhouse-Gauges | 1 MONTH | 2026-04-30 | 2026-05-30 | OK | [5 empty] | Automotive
3642 | Active | MD163 | MANDLE | 15.843/15.863 | WPP1040-1 | SLSE |  |  | WPP1040-01 | WPP1040-01 |  |  | Inhouse-Gauges | 1 MONTH | 2026-04-30 | 2026-05-30 | OK | [5 empty] | Automotive
3643 | Active | MD164 | MANDLE | 12.005/11.985 | WPP1040-1 | SLSE |  |  | WPP1040-01 | WPP1040-01 |  |  | Inhouse-Gauges | 1 MONTH | 2026-04-30 | 2026-05-30 | OK | [5 empty] | Automotive
3644 | Active | SM1064/01 | GROOVE DG 4 MASTER | 4 | WPP1040 | SLSE |  |  | WPP1040 | WPP1040 |  |  | Inhouse-Gauges | 1 MONTH | 2026-04-30 | 2026-05-30 | OK | [5 empty] | Automotive
3645 | Active | SM1064/02 | GROOVE DG 4 MASTER | 4 | WPP1040 | SLSE |  |  | WPP1040 | WPP1040 |  |  | Inhouse-Gauges | 1 MONTH | 2026-04-30 | 2026-05-30 | OK | [5 empty] | Automotive
3646 | Active | HGM1038/01 | HEIGHT GAUGE MASTER | PULLEY V GOOVE 14.48 | WPA1040 | SLSE |  |  | WPP1040 | WPP1040 |  |  | Inhouse-Gauges | 1 MONTH | 2026-04-30 | 2026-05-30 | OK | [5 empty] | Automotive
3647 | Active | HG995/01 | HEIGHT GAUGE | 85.80-86.10 | WP772 | SLSE |  |  | WPA772 | WPA 772 | M&M | M&M PLANT | Inhouse-Gauges | 6 MONTH | 2026-03-30 | 2026-09-30 | OK |  |  | PAVI | Pavi | M&M | Automotive
3648 | Active | HGM995/01 | HEIGHT GAUGE MASTER | 85.8 | WP772 | SLSE |  |  | WPA772 | WPA 772 | M&M | M&M PLANT | Inhouse-Gauges | 6 MONTH | 2026-03-30 | 2026-09-30 | OK |  |  | PAVI | Pavi | M&M | Automotive
3649 | Active | SPG995/01 | GROOVE DEPTH GAUGE | 1.75-1.80 | WPA938 | SLSE |  |  | WPA938 | WPA938 | M&M | M&M Plant | Inhouse-Gauges | 6 MONTH | 2026-03-30 | 2026-09-30 | OK |  |  |  | Pavi | M&M | Automotive
3650 | Active | SM995/01 | MASTER | 1.75-1.80 | WPA938 | SLSE |  |  | WPA938 | WPA938 | M&M | M&M Plant | Inhouse-Gauges | 6 MONTH | 2026-03-30 | 2026-09-30 | OK |  |  |  | Pavi | M&M | Automotive
3651 | Active | SNG951/02 | SNAP GAUGE | 14.800/15.200 | * | * | NA | attribute |  |  |  |  | Inhouse-Gauges | 6 MONTH | 2026-03-30 | 2026-09-30 | OK |  |  |  | Gowri |  | Automotive
3652 | Active | SNG1036/03 | SNAP GAUGE | 22.200/21.800 | * | * | NA | attribute |  |  |  |  | Inhouse-Gauges | 6 MONTH | 2026-03-30 | 2026-09-30 | OK |  |  |  | Gowri |  | Automotive
3653 | Active | SNG924/03 | SNAP GAUGE | 38.300/37.700 | * | * | NA | attribute |  |  |  |  | Inhouse-Gauges | 6 MONTH | 2026-03-30 | 2026-09-30 | OK |  |  |  | Pavi |  | Automotive
3654 | Active | SNG269/04 | SNAP GAUGE | 41.300/40.700 | * | * | NA | attribute |  |  |  |  | Inhouse-Gauges | 6 MONTH | 2026-03-30 | 2026-09-30 | OK |  |  |  | Gowri |  | Automotive
3655 | Active | PG926/01 | PLUG GAUGE | 6.950/6.975 | * | * | NA | attribute |  |  |  |  | Inhouse-Gauges | 6 MONTH | 2026-03-30 | 2026-09-30 | OK | [5 empty] | Automotive
3656 | Active | PG926/02 | PLUG GAUGE | 6.950/6.975 | * | * | NA | attribute |  |  |  |  | Inhouse-Gauges | 6 MONTH | 2026-03-30 | 2026-09-30 | OK | [5 empty] | Automotive
3657 | Active | PG0502/02 | PLUG GAUGE | 13.975/14.000 | * | * | NA | attribute |  |  |  |  | Inhouse-Gauges | 6 MONTH | 2025-11-26 | 2026-05-26 | OK |  | 2025-11-26 | SHARON | Pavi | M&M | Automotive
3658 | Active | PG230/04 | PLUG GAUGE | 18.500/18.560 | * | * | NA | attribute | OP1023 | OP1023 | M&M | M&M Plant | Inhouse-Gauges | 1 MONTH | 2026-05-03 | 2026-06-03 | OK |  | 2026-04-03 | Pavi | Pavi | Kohler | Automotive
3659 | Active | PG693/03 | PLUG GAUGE | 9.000/9.300 | * | * | NA | attribute | WP1023 | WP1023 | ASSY | M&M Plant | Inhouse-Gauges | 6 MONTH | 2026-02-04 | 2026-08-04 | OK |  | 2026-02-04 |  | Pavi | M&M | Automotive
3660 | Active | SNG382/03 | SNAP GAUGE | 40.30/39.70 |  | RBC |  |  | OP 772G -01 PDC | M/C SHOP | M&M PLANT | M&M Plant | Inhouse-Gauges | 6 MONTH | 2026-04-01 | 2026-10-01 | OK | [5 empty] | Automotive
3661 | Active | SNG380/08 | SNAP GAUGE | 37.30/36.70 |  | RBC |  |  | OP 772G -01 PDC | M/C SHOP | M&M PLANT | M&M Plant | Inhouse-Gauges | 6 MONTH | 2026-04-01 | 2026-10-01 | OK | [5 empty] | Automotive
3662 | Active | PG652/4 | PLUG GAUGE | 20.00/20.052 |  | SLSE |  | MSIL | COMMON | M/C SHOP | MSIL Plant | MSIL Plant | Inhouse-Gauges | 6 MONTH | 2026-04-02 | 2026-10-02 | OK |  |  | GOWRI |  |  | Automotive
3662 | Active | SNG1040/01 | SNAP GAUGE | 36.120/36.058 |  | SLSE |  |  | WPA1035 | WPA 1035 | MSIL | MSIL Plant | Inhouse-Gauges | 2 MONTH | 2026-04-07 | 2026-06-07 | OK |  |  |  |  | VECV-2026 | Automotive
3663 | Active | CCG0882 | CONCENTRICITY GAUGE | 41.0/30.0 |  | SSE |  | MSIL | COMMON | M/C SHOP | MSIL Plant | MSIL Plant | Inhouse-Gauges | 1 MONTH | 2026-04-02 | 2026-05-02 | OVER DUE |  |  | GOWRI |  |  | Automotive
3663 | Active | SM996/01 | SETTING MASTER | 83.49 |  | SLSE |  |  | WPA1035 | WPA 1035 | MSIL | MSIL Plant | Inhouse-Gauges | 6 MONTH | 2026-04-11 | 2026-10-11 | OK |  |  |  |  | VECV-2026 | Automotive
3664 | Active | DG936/01 | DEPTH GAUGE | 13.200/13.400 |  | SLSE |  |  | WPA1035 | WPA 1035 | M/C SHOP | MSIL Plant | Inhouse-Gauges | 6 MONTH | 2026-04-07 | 2026-10-07 | OK |  |  |  |  | VECV-2026 | Automotive
3664 | Active | PG653/1 | PLUG GAUGE | 7.00/7.200 | * | * | NA | attribute | WPA 938 M | ASSY | M&M PLANT |  | Inhouse-Gauges | 6 MONTH | 2026-04-05 | 2026-10-05 | OK |  | 2023-10-05 |  |  |  | Automotive
3665 | Active | TPG049/02 | THREAD PLUG GAUGE | M24*3-6H | * | * | NA | attribute | SQA RECEIVING | SQA RECEIVING | SQA |  | Inhouse-Gauges | 2 MONTH | 2026-04-07 | 2026-10-07 | OK | [5 empty] | Automotive
3665 | Active | PG0184 | PLUG GAUGE | 10.000/10.015 | * | * | NA | attribute | OP772 | OP772 | M&M PLANT | M&M Plant | Inhouse-Gauges | 1 MONTH | 2026-05-10 | 2026-06-10 | OK |  | 2026-05-10 |  |  |  | Automotive
3666 |  | SM55/01 | SETTING MASTER | 8.6 | * | * | NA | attribute | OP898 | OP898 | GM | GM PLANT | Inhouse-Gauges | 6 MONTH | 2026-04-11 | 2026-10-11 | OK | [5 empty] | Automotive
3667 | Active | DI855 | DIAL INDICATOR | 0.010 ~10.000 mm |  | M1158 | M/C SHOP | DAIKIN | Daikin |  |  |  | Inhouse-Instruments | 6 MONTH | 2026-03-16 | 2026-09-16 | OK |  | 2026-03-16 | Pavi |  |  | Automotive
3667 | Active | SLG580/01 | SLIP GAUGE | 3.8/4.05 | * | * | NA | attribute | WPA1035 | WPA 1035 | MSIL | MSIL Plant | Inhouse-Gauges | 6 MONTH | 2026-04-07 | 2026-10-07 | OK |  |  |  |  | VECV | Automotive
3668 | Active | DI856 | DIAL INDICATOR | 0.010 ~10.000 mm |  | M1158 | M/C SHOP | DAIKIN | Daikin |  |  |  | Inhouse-Instruments | 6 MONTH | 2026-02-27 | 2026-08-27 | OK |  | 2026-02-27 | Pavi |  |  | Automotive
3668 | Active | SLG580/02 | SLIP GAUGE | 3.8/4.05 | * | * | NA | attribute | WPA1035 | WPA 1035 | MSIL | MSIL Plant | Inhouse-Gauges | 6 MONTH | 2026-04-07 | 2026-10-07 | OK |  |  |  |  | VECV | Automotive
3669 | Active | DI857 | DIAL INDICATOR | 0.010 ~10.000 mm |  | M1158 | M/C SHOP | DAIKIN | Daikin |  |  |  | Inhouse-Instruments | 6 MONTH | 2026-02-27 | 2026-08-27 | OK |  | 2026-02-27 | Pavi |  |  | Automotive
3669 | Active | PG637/03 | PLUG GAUGE | 25.30/25.70 | * | * | NA | attribute | WPP989-01 | WPP989-01 |  |  | Inhouse-Gauges | 6 MONTH | 2026-05-06 | 2026-12-06 | OK | [5 empty] | Automotive
3670 | Active | SNG939/04 | SNAP GAUGE | 89.700/89.650 | * | * | NA | attribute | M1157 |  |  |  | Inhouse-Gauges | 1 MONTH | 2026-05-03 | 2026-06-03 | OK |  | 2025-11-03 |  |  |  | Automotive
3670 |  |  |  |  | * | * | NA | attribute
3671 | ACTIVE | SNG942/06 | SNAP GAUGE | 10.10/9.90 | * | * | NA | attribute | M1156 | M1156 |  |  | Inhouse-Gauges | 6 MONTH | 2026-04-22 | 2026-10-22 | OK |  | 2023-10-22 |  |  |  | Automotive
3671 | Active | SNG943/07 | SNAP GAUGE | 14.250/14.150 | * | * | NA | attribute | M1156 |  |  |  | Inhouse-Gauges | 6 MONTH | 2026-03-11 | 2026-09-11 | OK |  | 2025-09-11 |  |  |  | Automotive
3672 | Active | SNG269/4 | SNAP GAUGE | 15.200/14.800 | * | * | NA | attribute |  |  |  |  | Inhouse-Gauges | 6 MONTH | 2026-03-30 | 2026-09-30 | OK |  |  |  | Gowri |  | Automotive
3673 | Active | PG428/15 | PLUG GAUGE | 11.200/11.218 | * | * | NA | attribute | M1156 | M1156 |  |  | Inhouse-Gauges | 1 MONTH | 2026-04-22 | 2026-05-22 | DUE SOON |  | 2026-04-22 |  |  |  | Automotive
3673 |  | PG668/96 | PLUG GAUGE | 4.917/5.513 | * | * | NA | attribute | OP1023 | OP1023 | M&M | M&M Plant | Inhouse-Gauges | 6 MONTH | 2026-02-16 | 2026-08-16 | OK |  |  |  |  | Kohler | Automotive
3674 |  | PG1034/01 | PLUG GAUGE | 26.95/26.97 | * | * | NA | attribute | WPP1023-01 | WPP1023-01 | MSIL | MSIL PLANT | Inhouse-Gauges | 1 MONTH | 2026-04-16 | 2026-05-16 | DUE SOON |  |  |  |  | FORCE MOTOR | Automotive
3675 |  | TW259 | TORQUE WRENCH | 10-50NM | * | * | NA | attribute | IFC1023 | IFC1023 |  | M&M Plant | Inhouse-Instruments | 6 MONTH | 2026-03-16 | 2026-09-16 | OK |  |  |  |  | M&M | Automotive
3676 |  | VC142 | VERNIER CALIPER | 0.01-150mm | MSIL | MSIL | MSIL | MSIL Plant | M&M | M&M | M&M | M&M Plant | Inhouse-Instruments | 6 MONTH | 2026-04-16 | 2026-10-16 | OK |  |  |  |  | M&M | Automotive
3677 | STOCK | VC143 | VERNIER CALIPER | 0.01-150mm | MSIL | MSIL | MSIL | MSIL Plant | Stock | Stock | Stock | Stock | Stock | Stock | Stock | Stock | Stock |  |  |  |  | Stock | Stock
3678 | STOCK | DI858 | DIAL INDICATOR | 0.01 MM | * | * | NA | attribute | WPA1023 | WPA1023 | Stock | M&M PLANT | Inhouse-Instruments | 6 MONTH | 2026-04-20 | 2026-10-20 | OK |  | 2026-04-20 | Pavi |  | M&M Plant | Automotive
3679 | STOCK | DI859 | DIAL INDICATOR | 0.01MM | * | * | NA | attribute | OP806 | OP806 | OIL PUMP | MSIL Plant | Inhouse-Instruments | 6 MONTH | 2026-04-17 | 2026-10-17 | OK |  | 2026-04-17 | Pavi |  | MSIL Plant | Automotive
3680 | STOCK | DI860 | DIAL INDICATOR | 0.01MM | * | * | NA | attribute | WPA1023 | WPA1023 | Stock | M&M PLANT | Inhouse-Instruments | 6 MONTH | 2026-04-20 | 2026-10-20 | OK |  | 2026-04-20 | Pavi |  | M&M Plant | Automotive
3681 | STOCK | DI861 | DIAL INDICATOR | 0.01MM | * | * | NA | attribute | WP977 | WP977 ASSY | M&M |  | Inhouse-Instruments | 6 MONTH | 2026-04-20 | 2026-10-20 | OK |  | 2026-04-20 | Pavi |  |  | Automotive
3682 | STOCK | DI862 | DIAL INDICATOR | 0.01MM | * | * | NA | attribute | OP898 | VISUAL INSPECTION | GM | GM | Inhouse-Instruments | 6 MONTH | 2026-04-21 | 2026-10-21 | OK |  | 2026-04-21 | Pavi |  | KOHLER | Automotive
3683 | ACTIVE | DI863 | DIAL INDICATOR | 0.001mm | * | * | NA | attribute | OP887 | OP887 | M&M | M&M Plant | Inhouse-Instruments | 6 MONTH | 2026-05-05 | 2026-11-05 | [5 empty] | M&M Plant | Automotive
3684 | ACTIVE | DI864 | DIAL INDICATOR | 0.001mm | * | * | NA | attribute | OP772 ASSY | OP772 ASSY | DEVLOPMENT |  | Inhouse-Instruments | 6 MONTH | 2026-04-22 | 2026-10-22 | OK |  | 2026-04-22 | Pavi |  |  | Automotive
3685 |  | DG714/01 | DEPTH GAUGE | 32.300/32.80 | * | * | NA | attribute | WPA114 | WPA114 |  |  | Inhouse-Gauges | 6 MONTH | 2025-11-17 | 2026-05-17 | DUE SOON | [5 empty] | Automotive
3686 |  | PG650/15 | PLUG GAUGE | 15.800/16.200 | OP1037 | OP1037 BODY | M/C SHOP | MSIL Plant | OP772 | OP772 | M&M AL M/C SHOP | M&M Plant | Inhouse-Gauges | 6 MONTH | 2025-12-17 | 2026-06-17 | OK |  |  |  |  | M&M | Automotive
3687 |  | DG376/04 | DEPTH GAUGE | 10.850/11.150 | * | * | NA | attribute | OP772 | OP772 | M&M AL M/C SHOP | M&M Plant | Inhouse-Gauges | 6 MONTH | 2026-04-17 | 2026-10-17 | OK |  |  |  |  | M&M | Automotive
3688 |  | SM0047/03 | SETTING MASTER | 16.05 | * | * | NA | attribute | OP772 | OP772 | M&M AL M/C SHOP | M&M Plant | Inhouse-Gauges | 1 MONTH | 2026-04-17 | 2026-05-17 | DUE SOON |  |  |  |  | M&M | Automotive
3689 |  | PG0357/23 | PLUG GAUGE | 8.025/8.047 | * | * | NA | attribute | OP772 | OP772 |  |  | Inhouse-Gauges | 1 MONTH | 2026-04-17 | 2026-05-17 | DUE SOON | [5 empty] | Automotive
3690 |  | PG618/2 | PLUG GAUGE | 9.80/10.20 | * | * | NA | attribute | OP772 | OP772 |  |  | Inhouse-Gauges | 6 MONTH | 2026-04-17 | 2026-10-17 | OK | [5 empty] | Automotive
3691 |  | PG0352/02 | PLUG GAUGE | 13.98/14.03 | * | * | NA | attribute | OP772 | OP772 |  |  | Inhouse-Gauges | 1 MONTH | 2026-04-17 | 2026-05-17 | DUE SOON | [5 empty] | Automotive
3692 |  | PG722/04 | PLUG GAUGE | 9.250/9.350 | * | * | NA | attribute | OP772 | OP772 |  |  | Inhouse-Gauges | 6 MONTH | 2026-04-17 | 2026-10-17 | OK | [5 empty] | Automotive
3693 |  | DG0183/01 | DEPTH GAUGE | 50.150/49.850 | * | * | NA | attribute | OP772 | OP772 |  |  | Inhouse-Gauges | 6 MONTH | 2026-04-17 | 2026-10-17 | OK | [5 empty] | Automotive
3694 |  | DG0184/02 | DEPTH GAUGE | 60.85/61.15 | * | * | NA | attribute | OP772 | OP772 |  |  | Inhouse-Gauges | 6 MONTH | 2026-04-17 | 2026-10-17 | OK | [5 empty] | Automotive
3695 |  | DG1066/01 | DEPTH GAUGE | 25.90/26.10 | * | * | NA | attribute | OP772 | OP772 |  |  | Inhouse-Gauges | 6 MONTH | 2026-04-17 | 2026-10-17 | OK | [5 empty] | Automotive
3696 | Active | SNG933/02 | SNAP GAUGE | 29.973/29.993 | * | * | NA | attribute | WPA1030 | WPA1030 |  |  | Inhouse-Gauges | 1 MONTH | 2026-04-20 | 2026-05-20 | DUE SOON |  | 2025-03-20 |  |  |  | Automotive
3697 | Active | SNG942/02 | SNAP GAUGE | 9.900/10.100 | * | * | NA | attribute | M1157 | M1157 |  |  | Inhouse-Gauges | 6 MONTH | 2026-04-20 | 2026-10-20 | OK |  | 2024-04-20 |  |  |  | Automotive
3698 | Active | PG513/15 | PLUG GAUGE | 6.800/7.200 | * | * | NA | attribute | OP898 | OP898 | MSIL | MSIL Plant | Inhouse-Gauges | 6 MONTH | 2026-04-20 | 2026-10-24 | OK |  | 2024-04-20 |  |  | MSIL | Automotive
3699 | Active | DG0244/03 | DEPTH GAUGE | 51.75/51.25 | * | * | NA | attribute | OP898 | OP898 | MSIL | MSIL Plant | Inhouse-Gauges | 6 MONTH | 2026-04-20 | 2026-10-24 | OK |  | 2024-04-20 |  |  | MSIL | Automotive
3700 | Active | DG0243/002 | DEPTH GAUGE | 1.75/1.50 | * | * | NA | attribute | OP898 | OP898 | MSIL | MSIL Plant | Inhouse-Gauges | 6 MONTH | 2026-04-20 | 2026-10-24 | OK |  | 2024-04-20 |  |  | MSIL | Automotive
3701 | Active | TPG038/04 | THREAD PLUG GAUGE | M18*1.5-6H | * | * | NA | attribute | OP898 | OP898 | MSIL | MSIL Plant | Inhouse-Gauges | 6 MONTH | 2026-04-20 | 2026-10-24 | OK |  | 2024-04-20 |  |  | MSIL | Automotive
3702 | Active | PG3131/16 | PLUG GAUGE | 6.647/6.912 | * | * | NA | attribute | M&M SURFACE TABLE | M&M SURFACE TABLE | M&M |  | Inhouse-Gauges | 6 MONTH | 2026-01-21 | 2026-07-27 | OK |  | 2026-01-21 |  |  |  | Automotive
3703 | Active | SNG921/2 | SNAP GAUGE | 12.200/11.800 | WPA988 | WPA988 | CI M/C SHOP | Automotive | M&M | M&M | M&M | M&M Plant | Inhouse-Gauges | 6 MONTH | 2026-04-21 | 2026-10-21 | OK |  | 2026-04-21 |  |  | 2026-05-24 | Automotive
3704 | ACTIVE | SNG1037/03 | SNAP GAUGE | 8.000/7.500 | * | * | NA | attribute | OP887 | OP887 | M&M PLANT |  | Inhouse-Gauges | 6 MONTH | 2026-04-22 | 2026-10-22 | OK |  | 2024-04-22 |  |  |  | Automotive
3705 | ACTIVE | SNG269/5 | SNAP GAUGE | 15.200/14.800 | * | * | NA | attribute | WP1023 | WP1023 | M&M |  | Inhouse-Gauges | 6 MONTH | 2026-04-22 | 2026-10-22 | OK |  | 2024-04-22 |  |  |  | Automotive
3706 | ACTIVE | SNG269/05 | SNAP GAUGE | 41.300/40.700 | * | * | NA | attribute | WP1026 | WP1026 | M&M |  | Inhouse-Gauges | 6 MONTH | 2026-04-22 | 2026-10-22 | OK |  | 2024-04-22 |  |  |  | Automotive
3707 | ACTIVE | SNG380/10 | SNAP GAUGE | 38.300/37.700 | * | * | NA | attribute | WP1026 | WP1026 | M&M |  | Inhouse-Gauges | 6 MONTH | 2026-04-22 | 2026-10-22 | OK |  | 2024-04-22 |  |  |  | Automotive
3708 | ACTIVE | SNG1036/04 | SNAP GAUGE | 22.20/21.80 | * | * | NA | attribute | WP1026 | WP1026 | M&M |  | Inhouse-Gauges | 6 MONTH | 2026-04-22 | 2026-10-22 | OK |  | 2024-04-22 |  |  |  | Automotive
3709 | ACTIVE | SNG728/05 | SNAP GAUGE | 24.000/23.500 | * | * | NA | attribute | WP1026 | WP1026 | M&M |  | Inhouse-Gauges | 6 MONTH | 2026-04-22 | 2026-10-22 | OK |  | 2024-04-22 |  |  |  | Automotive
3710 | ACTIVE | SNG1041/1 | SNAP GAUGE | 67.300/66.700 | * | * | NA | attribute | WP1026 | WP1026 | M&M |  | Inhouse-Gauges | 6 MONTH | 2026-04-22 | 2026-10-22 | OK |  | 2024-04-22 |  |  |  | Automotive
3711 | ACTIVE | SNG1042/1 | SNAP GAUGE | 74.300/73.700 | * | * | NA | attribute | WP1026 | WP1026 | M&M |  | Inhouse-Gauges | 6 MONTH | 2026-04-22 | 2026-10-22 | OK |  | 2024-04-22 |  |  |  | Automotive
3712 | ACTIVE | SNG1043/1 | SNAP GAUGE | 52.15/51.85 | * | * | NA | attribute | WP1026 | WP1026 | M&M |  | Inhouse-Gauges | 6 MONTH | 2026-04-22 | 2026-10-22 | OK |  | 2024-04-22 |  |  |  | Automotive
3713 | ACTIVE | DG1067/01 | DEPTH GAUGE | 54.000/56.000 | * | * | NA | attribute | IFC895M1 | IFC895M1 | M&M |  | Inhouse-Gauges | 6 MONTH | 2026-04-22 | 2026-10-22 | OK |  | 2024-04-22 |  |  |  | Automotive
3714 | ACTIVE | DG1068/01 | DEPTH GAUGE | 54.600/56.600 | * | * | NA | attribute | IFC895M1 | IFC895M1 | M&M |  | Inhouse-Gauges | 6 MONTH | 2026-04-22 | 2026-10-22 | OK |  | 2024-04-22 |  |  |  | Automotive
3715 | ACTIVE | DG1069/01 | DEPTH GAUGE | 21.500/22.500 | * | * | NA | attribute | IFC895M1 | IFC895M1 | M&M |  | Inhouse-Gauges | 6 MONTH | 2026-04-22 | 2026-10-22 | OK |  | 2024-04-22 |  |  |  | Automotive
3716 | ACTIVE | DG1070/01 | DEPTH GAUGE | 57.100/57.700 | * | * | NA | attribute | IFC895M1 | IFC895M1 | M&M |  | Inhouse-Gauges | 6 MONTH | 2026-04-22 | 2026-10-22 | OK |  | 2024-04-22 |  |  |  | Automotive
3717 | ACTIVE | DG1071/01 | DEPTH GAUGE | 70.850/71.150 | * | * | NA | attribute | IFC895M1 | IFC895M1 | M&M |  | Inhouse-Gauges | 6 MONTH | 2026-04-22 | 2026-10-22 | OK |  | 2024-04-22 |  |  |  | Automotive
3717 | ACTIVE | SLG058/08 | SLIP GAUGE | 6.150/6.250 | * | * | NA | attribute | M1156 | M1156 |  |  | Inhouse-Gauges | 2 MONTH | 2026-04-24 | 2026-06-24 | OK |  | 2024-06-24 |  |  |  | Automotive
3718 | Active | DG0177/01 | DEPTH GAUGE | 7.000/7.200 | * | * | NA | attribute | WP772/WP761 | WP772/WP761 |  |  | Inhouse-Gauges | 6 MONTH | 2025-11-27 | 2026-05-27 | OK |  | 2022-11-27 |  |  |  | Automotive
3719 | Active | PG490/18 | PLUG GAUGE | 9.940/9.960 | * | * | NA | attribute | WP1023 | WP1023 |  |  | Inhouse-Gauges | 1 MONTH | 2026-04-27 | 2026-05-27 | OK |  | 2026-01-27 |  |  |  | Automotive
3720 | Active | SNG183/01 | SNAP GAUGE | 23.300/22.700 | * | * | NA | attribute | OP1023 | OP1023 |  |  | Inhouse-Gauges | 6 MONTH | 2025-11-27 | 2026-05-27 | OK |  | 2023-05-27 |  |  |  | Automotive
3721 |  | SNG321/03 | SNAP GAUGE | 21.900/22.100 | * | * | NA | attribute | OP996 | OP996 | SQA Inspection |  | Inhouse-Gauges | 6 MONTH | 2026-04-27 | 2026-10-27 | OK | [5 empty] | Automotive
3722 | ACTIVE | SNG940/03 | SNAP GAUGE | 14.600/14.800 | * | * | NA | attribute | M1157 | M1157 |  |  | Inhouse-Gauges | 6 MONTH | 2026-04-03 | 2026-10-03 | OK |  | 2023-10-03 |  |  |  | Automotive
3723 | ACTIVE | SNG944/04 | SNAP GAUGE | 88.650/88.550 | * | * | NA | attribute | M1156 | M1156 |  |  | Inhouse-Gauges | 6 MONTH | 2026-04-03 | 2026-10-03 | OK |  | 2023-10-03 |  |  |  | Automotive
3724 | ACTIVE | SNG344/04 | SNAP GAUGE | 56.700/56.300 | * | * | NA | attribute | WP938 | WP938 |  |  | Inhouse-Gauges | 6 MONTH | 2026-01-03 | 2026-07-03 | OK |  | 2018-07-03 |  |  |  | Automotive
3725 | ACTIVE | DG907/04 | DEPTH GAUGE | 3.000/4.000 | * | * | NA | attribute | M1156 | M1156 |  |  | Inhouse-Gauges | 6 MONTH | 2026-04-03 | 2026-10-03 | OK |  | 2023-10-03 |  |  |  | Automotive
3726 | ACTIVE | DG905/04 | DEPTH GAUGE | 1.000/1.200 | * | * | NA | attribute | M1156 | M1156 |  |  | Inhouse-Gauges | 6 MONTH | 2026-04-03 | 2026-10-03 | OK |  | 2023-10-03 |  |  |  | Automotive
3727 | ACTIVE | PG642/14 | PLUG GAUGE | 3.900/4.100 | * | * | NA | attribute | M1156 | M1156 |  |  | Inhouse-Gauges | 6 MONTH | 2026-04-03 | 2026-10-03 | OK |  | 2023-10-03 |  |  |  | Automotive
3728 | ACTIVE | SNG945/03 | SNAP GAUGE | 11.700/11.500 | * | * | NA | attribute | M1158 | M1158 |  |  | Inhouse-Gauges | 6 MONTH | 2026-04-03 | 2026-10-03 | OK |  | 2023-10-03 |  |  |  | Automotive
3729 | ACTIVE | DG905/05 | DEPTH GAUGE | 1.000/1.200 | * | * | NA | attribute | M1156 | M1156 |  |  | Inhouse-Gauges | 6 MONTH | 2026-04-03 | 2026-10-03 | OK |  | 2023-10-03 |  |  |  | Automotive
3730 | ACTIVE | DG545/01 | DEPTH GAUGE | 7.100/7300 | * | * | NA | attribute | WP938/WP895 | WP938/WP895 |  |  | Inhouse-Gauges | 6 MONTH | 2026-05-03 | 2026-11-03 | OK |  | 2024-11-03 |  |  |  | Automotive
3731 | ACTIVE | PG898/04 | PLUG GAUGE | 48.50/48.70 | * | * | NA | attribute | OP772M2 | OP772M2 |  |  | Inhouse-Gauges | 6 MONTH | 2026-02-03 | 2026-08-03 | OK |  | 2025-01-03 |  |  |  | Automotive
3732 | ACTIVE | SNG380/11 | SNAP GAUGE | 35.300/34.700 | * | * | NA | attribute | IFC977 ASSY | IFC977 ASSY |  |  | Inhouse-Gauges | 6 MONTH | 2025-12-03 | 2026-06-03 | OK |  | 2019-06-03 |  |  |  | Automotive
3733 | ACTIVE | DG912/02 | DEPTH GAUGE | 51.90/52.10 | * | * | NA | attribute | WPA1030 | WPA1030 |  |  | Inhouse-Gauges | 6 MONTH | 2026-02-03 | 2026-08-03 | OK |  | 2025-02-03 |  |  |  | Automotive
3734 | ACTIVE | PG317/08 | PLUG GAUGE | 5.800/6.200 | * | * | NA | attribute | M1156 | M1156 |  |  | Inhouse-Gauges | 6 MONTH | 2026-04-03 | 2026-10-03 | OK |  | 2023-10-03 |  |  |  | Automotive
3735 | ACTIVE | DG914/03 | DEPTH GAUGE | 29.95/30.50 | * | * | NA | attribute | WPA1030 | WPA1030 |  |  | Inhouse-Gauges | 6 MONTH | 2026-02-03 | 2026-08-03 | OK |  | 2025-02-03 |  |  |  | Automotive
3736 | ACTIVE | PG457/05 | PLUG GAUGE | 39.750/39.850 | * | * | NA | attribute | M1156 | M1156 |  |  | Inhouse-Gauges | 6 MONTH | 2026-04-03 | 2026-10-03 | OK |  | 2023-10-03 |  |  |  | Automotive
3737 | ACTIVE | DG913/02 | DEPTH GAUGE | 20.00/20.30 | * | * | NA | attribute | WPA1030 | WPA1030 |  |  | Inhouse-Gauges | 6 MONTH | 2026-02-03 | 2026-08-03 | OK |  | 2026-02-03 |  |  |  | Automotive
3738 | ACTIVE | PG631/02 | PLUG GAUGE | 9.600/9.800 | * | * | NA | attribute | M1156 | M1156 |  |  | Inhouse-Gauges | 6 MONTH | 2026-04-03 | 2026-10-03 | OK |  | 2023-10-03 |  |  |  | Automotive
3739 | ACTIVE | DG908/03 | DEPTH GAUGE | 5.000/5.200 | * | * | NA | attribute | M1156 | M1156 |  |  | Inhouse-Gauges | 6 MONTH | 2026-04-03 | 2026-10-03 | OK |  | 2023-10-03 |  |  |  | Automotive
3740 | ACTIVE | SNG938/03 | SNAP GAUGE | 21.100/20.900 | * | * | NA | attribute | M1157 | M1157 |  |  | Inhouse-Gauges | 6 MONTH | 2026-04-03 | 2026-10-03 | OK |  | 2023-10-03 |  |  |  | Automotive
3741 | ACTIVE | PG317/09 | PLUG GAUGE | 5.800/6.200 | * | * | NA | attribute | M1156 | M1156 |  |  | Inhouse-Gauges | 6 MONTH | 2026-04-03 | 2026-10-03 | OK |  | 2023-10-03 |  |  |  | Automotive
3742 | ACTIVE | DG501/07 | DEPTH GAUGE | 1.900/2.100 | * | * | NA | attribute | WP123-01 | WP123-01 |  |  | Inhouse-Gauges | 6 MONTH | 2026-05-04 | 2026-11-04 | OK |  | 2023-05-04 |  |  |  | Automotive
3743 | ACTIVE | PG499/09 | PLUG GAUGE | 9.000/9.300 | * | * | NA | attribute | WP1023 | WP1023 |  |  | Inhouse-Gauges | 6 MONTH | 2026-01-04 | 2026-07-04 | OK |  | 2023-07-04 |  |  |  | Automotive
3744 | ACTIVE | PG0513/02 | PLUG GAUGE | 13.95/14.00 | * | * | NA | attribute | IFC794H | IFC794H |  |  | Inhouse-Gauges | 1 MONTH | 2026-05-06 | 2026-06-06 | OK |  | 2026-05-06 |  |  |  | Automotive
3745 | ACTIVE | PG1034/02 | PLUG GAUGE | 6.650/6.850 | * | * | NA | attribute | OP1037 | OP1037 |  |  | Inhouse-Gauges | 6 MONTH | 2025-02-17 | 2026-06-17 | OK |  | 2025-02-17 |  |  |  | Automotive
3746 | ACTIVE | DG892/02 | DEPTH GAUGE | 2.900/3.100 | * | * | NA | attribute | OP1037 | OP1037 |  |  | Inhouse-Gauges | 6 MONTH | 2025-02-17 | 2026-06-17 | OK |  | 2025-02-17 |  |  |  | Automotive
3747 | ACTIVE | DG949/02 | DEPTH GAUGE | 5.000/5.200 | * | * | NA | attribute | WP1056-02 COVER |  |  |  | Inhouse-Gauges | 6 MONTH | 2026-05-03 | 2026-11-03 | OK |  | 2026-05-03 |  |  |  | Automotive
3748 | ACTIVE | EG028 | ELECTRONIC GAUGE | ±0.001/2Prob | OP906 | OP906 | ASSY | MSIL Plant | SQA | SQA |  |  | Inhouse-Instruments | 6 MONTH | 2026-05-06 | 2026-11-06 | OK | [5 empty] | Automotive
3749 | ACTIVE | DG004/03 | DEPTH GAUGE | 18.500/18.700 | * | * | NA | attribute | COMMON |  |  |  | Inhouse-Instruments | 6 MONTH | 2026-05-08 | 2026-11-08 | OK |  | 2024-05-08 |  |  |  | Automotive
3750 | Active | PG1035/01 | PLUG GAUGE | 13.882/14.20 | * | * | NA | attribute | OP1035 | OP1035 | M/C SHOP | MSIL Plant | Inhouse-Gauges | 6 MONTH | 2026-05-11 | 2026-11-11 | OK |  |  |  |  | VECV-2026 | Automotive
3751 | Active | PG1036/01 | PLUG GAUGE | 14.032/14.30 | * | * | NA | attribute | OP1035 | OP1035 | M/C SHOP | MSIL Plant | Inhouse-Gauges | 6 MONTH | 2026-05-11 | 2026-11-11 | OK |  |  |  |  | VECV-2026 | Automotive
3752 | Active | PG1037/01 | PLUG GAUGE | 17.532/17.70 | * | * | NA | attribute | OP1035 | OP1035 | M/C SHOP | MSIL Plant | Inhouse-Gauges | 6 MONTH | 2026-05-11 | 2026-11-11 | OK |  |  |  |  | VECV-2026 | Automotive
3753 | Active | MD165 | MANDLE | ø46ø45.5/ø46.5 | * | * | NA | attribute | OP1035 | OP1035 | M/C SHOP | MSIL Plant | Inhouse-Gauges | 6 MONTH | 2026-05-11 | 2026-10-11 | OK |  |  |  |  | VECV-2026 | Automotive
3754 | Active | MD166 | MANDLE | ø46 | * | * | NA | attribute | OP1035 | OP1035 | M/C SHOP | MSIL Plant | Inhouse-Gauges | 6 MONTH | 2026-05-11 | 2026-10-11 | OK |  |  |  |  | VECV-2026 | Automotive
3755 | Active | SM1065/01 | SETTING MASTER | 14&13.9 | * | * | NA | attribute | OP1035 | OP1035 | M/C SHOP | MSIL Plant | Inhouse-Gauges | 6 MONTH | 2026-04-11 | 2026-10-11 | OK |  |  |  |  | VECV-2026 | Automotive
3756 | Active | SM1065/02 | SETTING MASTER | 14&13.9 | * | * | NA | attribute | OP1035 | OP1035 | M/C SHOP | MSIL Plant | Inhouse-Gauges | 6 MONTH | 2026-04-11 | 2026-10-11 | OK |  |  |  |  | VECV-2026 | Automotive
3757 | Active | DG1072/01 | DEPTH GAUGE | 41-0.2 | * | * | NA | attribute | OP1035 | OP1035 | M/C SHOP | MSIL Plant | Inhouse-Gauges | 1 MONTH | 2026-05-11 | 2026-06-11 | OK |  |  |  |  | VECV-2026 | Automotive
3758 | Active | SPG1072/01 | PITCH GAUGE | 48.2 | * | * | NA | attribute | OP1035 | OP1035 | M/C SHOP | MSIL Plant | Inhouse-Gauges | 6 MONTH | 2026-04-11 | 2026-10-11 | OK |  |  |  |  | VECV-2026 | Automotive
3759 |  | SNG984/01 | SNAP GAUGE | 83.52-0.087 | * | * | NA | attribute | WPA1035 | WPA1035 | M/C SHOP | MSIL Plant | Inhouse-Gauges | 6 MONTH | 2026-03-24 | 2026-09-24 | OK | [5 empty] | Automotive
3760 | Active | PG668/105 | PLUG GAUGE | 4.917/5.153 |  |  | NA | attribute | WP1026 ASSY | WP1026 ASSY | M&M | M&M Plant | Inhouse-Gauges | 6 MONTH | 2026-05-13 | 2026-11-13 | OK | [5 empty] | Automotive
3761 | Active | SPG1099/01 | SPECIAL POSITION GAUGE | POSITION GAUGE | * | * | NA | attribute | WPA1035 | WPA1035 | ASSY | MSIL Plant | Inhouse-Gauges | 6 MONTH | 2026-05-12 | 2026-11-12 | OK | [5 empty] | Automotive
3762 | Active | PG631/01 | PLUG GAUGE | 9.600/9.800 | * | * | NA | attribute | M1156 | M1156 | ASSY | MSIL Plant | Inhouse-Gauges | 6 MONTH | 2026-03-14 | 2026-09-14 | OK |  | 2023-09-14 |  |  |  | Automotive
3763 | Active | DG0204/01 | DEPTH GAUGE | 7.400/7.600 | * | * | NA | attribute | OP761 | OP761 | M/C SHOP | MSIL Plant | Inhouse-Gauges | 6 MONTH | 2026-05-14 | 2026-11-14 | OK |  | 2022-11-14 |  |  |  | Automotive
3764 | Active | CCG92/01 | CONCENTRICITY GAUGE | Ø29.936&Ø39.50 | * | * | NA | attribute | WPA1035 | WPA1035 |  | MSIL Plant | Inhouse-Gauges | 6 MONTH | 2026-05-15 | 2026-11-15 | OK |  | 2026-05-15 |  | Pavi | MSIL | Automotive
3765 | Active | TPG006/203 | THREAD PLUG GAUGE | M8X1.25-6H | * | * | NA | attribute | SQA RECEIVING | SQA RECEIVING | SQA | MSIL Plant | Inhouse-Gauges | 6 MONTH | 2026-05-15 | 2026-11-15 | OK |  | 2026-05-15 | Manivannan.C | IRS |  | Automotive
3766 | Active | SNG945/05 | SNAP GAUGE | 36.800/36.500 | * | * | NA | attribute | WPA1048 | WPA1048 | ASSY | MSIL Plant | Inhouse-Gauges | 6 MONTH | 2026-04-15 | 2026-10-15 | OK |  | 2026-10-15 |  | Gowri | Force Motor | Automotive
Formulas:
Calibration Status = IF(ISBLANK([Next Cal. Date]),"NO PLAN",IF([Next Cal. Date]<TODAY(),"OVER DUE",IF([Next Cal. Date]<=TODAY()+3,"DUE SOON","OK")))